## TITLE PAGE
Water Resources Planning Tables 2019
v17 - August 2019
All queries on the content of this workbook should be sent to:
water-company-plan@environment-agency.gov.uk
Water resource zone information
Company: |  | SES Water
Resource Zone Name: |  | SES |  |  |  |  | Data validation: Cell D20
Resource Zone Number: |  | 1 |  |  |  |  | Dry Year Annual Average
Planning Scenario Name: |  | Dry Year Annual Average | DYAA | Normal Year Annual Average |  |  | Dry Year Critical Period
Chosen Level of Service: |  | 1 in 10 year TUB, 1 in 20 year NEUB |  |  |  |  | Dry Year Annual Average - benchmarking data
Base Year: |  | 2015/16 |  |  |  |  | Dry Year Critical Period - benchmarking data
Responsible Officer: |  | Alison Murphy | Signed: |  | Dated: | 2019-08-20
Version: |  | fWRMP v1 |  | [Digital signature is acceptable]
Key to cells
Clear cells - indicate an input is required
Yellow shaded cells - indicates a formula.
Blue shaded cells - indicate base year data.
Light grey shaded cells - indicate preceding years.
Dark grey cells - indicate that no data entry is required.
Worksheet |  | Content
WRZ summary |  | Supply-Demand Balance and components
1. BL Licences |  | Baseline water resources
2. BL Supply |  | Baseline water supplies
3. BL Demand |  | Baseline demand
4. BL SDB |  | Baseline supply demand balance
5. Feasible options |  | Fixed and Variable costs, Net Present Value, AIC and AISC of all feasible options (confidential)
6. Preferred options |  | High level costs of preferred options (Dry Year) - publicly available
7. FP Supply |  | Final Planning water supplies (impact of Scenario options)
8. FP Demand |  | Final Planning demand (impact of Scenario options)
9. FP SDB |  | Final Planning supply demand balance
10. Drought plan links |  | Drought plan links

## WRZ summary
Summary graphs of water resources planning tables data
SES Water
SES
DERIVATION | DESCRIPTION | UNITS |  | For info 2017-18 | For info 2018-19 | For info 2019-20 | 2020-21 | 2021-22 | 2022-23 | 2023-24 | 2024-25 | 2025-26 | 2026-27 | 2027-28 | 2028-29 | 2029-30 | 2030-31 | 2031-32 | 2032-33 | 2033-34 | 2034-35 | 2035-36 | 2036-37 | 2037-38 | 2038-39 | 2039-40 | 2040-41 | 2041-42 | 2042-43 | 2043-44 | 2044-45 | 2045-46 | 2046-47 | 2047-48 | 2048-49 | 2049-50 | 2050-51 | 2051-52 | 2052-53 | 2053-54 | 2054-55 | 2055-56 | 2056-57 | 2057-58 | 2058-59 | 2059-60 | 2060-61 | 2061-62 | 2062-63 | 2063-64 | 2064-65 | 2065-66 | 2066-67 | 2067-68 | 2068-69 | 2069-70 | 2070-71 | 2071-72 | 2072-73 | 2073-74 | 2074-75 | 2075-76 | 2076-77 | 2077-78 | 2078-79 | 2079-80
SUPPLY
13BL | Total water available for use | Ml/d | 195.449 | 195.289 | 195.219 | 195.139 | 195.059 | 194.989 | 194.909 | 194.829 | 194.759 | 194.679 | 194.609 | 194.529 | 194.449 | 194.379 | 194.299 | 194.219 | 194.149 | 194.069 | 193.989 | 191.419 | 191.339 | 191.269 | 191.189 | 191.109 | 191.039 | 190.959 | 190.879 | 190.809 | 190.729 | 190.649 | 190.579 | 190.499 | 190.429 | 190.349 | 190.269 | 190.199 | 190.119 | 190.039 | 189.969 | 189.889 | 189.809 | 189.739 | 189.659 | 189.589 | 189.509 | 189.429 | 189.359 | 189.279 | 189.199 | 189.129 | 189.049 | 188.969 | 188.899 | 188.819 | 188.749 | 188.669 | 188.589 | 188.519 | 188.439 | 188.359 | 188.289 | 188.209 | 188.129 | 188.059
13FP | Total water available for use | Ml/d | 195.449 | 195.289 | 195.219 | 195.139 | 195.059 | 194.989 | 194.909 | 194.829 | 194.759 | 194.679 | 194.609 | 194.529 | 194.449 | 194.379 | 194.299 | 194.219 | 194.149 | 194.069 | 193.989 | 193.919 | 193.839 | 193.769 | 193.689 | 193.609 | 193.539 | 193.459 | 190.879 | 190.809 | 190.729 | 190.649 | 190.579 | 190.499 | 190.429 | 190.349 | 190.269 | 190.199 | 190.119 | 190.039 | 189.969 | 189.889 | 189.809 | 189.739 | 189.659 | 189.589 | 189.509 | 189.429 | 189.359 | 189.279 | 189.199 | 189.129 | 189.049 | 188.969 | 188.899 | 188.819 | 188.749 | 188.669 | 188.589 | 188.519 | 188.439 | 188.359 | 188.289 | 188.209 | 188.129 | 188.059
| DEMAND |  | 1.18
26BL | Unmeasured household consumption | Ml/d | 63.3994 | 57.7393 | 54.9114 | 52.0627 | 49.1933 | 46.4816 | 43.919 | 41.4972 | 39.2086 | 37.0459 | 35.0021 | 33.0708 | 31.2458 | 29.5211 | 27.8441 | 26.2622 | 24.7702 | 23.3629 | 22.0355 | 20.7835 | 19.6026 | 18.4887 | 17.4381 | 16.4472 | 16.4738 | 16.5004 | 16.5269 | 16.5535 | 16.5801 | 16.6191 | 16.658 | 16.697 | 16.736 | 16.775 | 16.814 | 16.8531 | 16.8922 | 16.9313 | 16.9704 | 17.0095 | 17.0487 | 17.0879 | 17.1271 | 17.1663 | 17.2056 | 17.2448 | 17.2841 | 17.3234 | 17.3628 | 17.4021 | 17.4415 | 17.4809 | 17.5203 | 17.5598 | 17.5992 | 17.6387 | 17.6782 | 17.7177 | 17.7573 | 17.7968 | 17.8364 | 17.876 | 17.9156 | 17.9553
26FP | Unmeasured household consumption | Ml/d | 63.3994 | 57.7393 | 54.9114 | 52.0627 | 44.0369 | 36.1825 | 28.4893 | 20.9472 | 13.5626 | 12.1272 | 10.7765 | 9.5054 | 8.309 | 7.1828 | 7.1754 | 7.1683 | 7.1614 | 7.1547 | 7.1483 | 7.1397 | 7.1314 | 7.1234 | 7.1156 | 7.1081 | 7.0875 | 7.0673 | 7.0476 | 7.0284 | 7.0096 | 7.0224 | 7.0325 | 7.0406 | 7.0487 | 7.0569 | 7.0691 | 7.0813 | 7.0935 | 7.1056 | 7.1177 | 7.1297 | 7.1417 | 7.1537 | 7.1657 | 7.1776 | 7.1895 | 7.2014 | 7.2132 | 7.225 | 7.2368 | 7.2485 | 7.2603 | 7.272 | 7.2836 | 7.2953 | 7.3069 | 7.3185 | 7.3301 | 7.3417 | 7.3532 | 7.3647 | 7.3762 | 7.3877 | 7.3992 | 7.4106
25BL | Measured household consumption | Ml/d | 45.9582 | 51.7481 | 54.7138 | 57.737 | 60.7976 | 63.7666 | 66.6668 | 69.4997 | 72.2402 | 74.9162 | 77.5095 | 80.0996 | 82.6149 | 85.0573 | 87.0787 | 89.0214 | 90.9359 | 92.7155 | 94.5037 | 96.219 | 97.8849 | 99.4954 | 101.0614 | 102.5843 | 103.3601 | 104.1346 | 104.9005 | 105.6565 | 106.4027 | 107.2624 | 107.9801 | 108.6882 | 109.387 | 110.0762 | 110.756 | 111.4262 | 112.087 | 112.7383 | 113.38 | 114.0123 | 114.6349 | 115.2481 | 115.8517 | 116.4457 | 117.0301 | 117.605 | 118.1702 | 118.7259 | 119.272 | 119.8084 | 120.3352 | 120.8524 | 121.3599 | 121.8578 | 122.346 | 122.8245 | 123.2933 | 123.7525 | 124.2019 | 124.6416 | 125.0716 | 125.4919 | 125.9024 | 126.3032
25FP | Measured household consumption | Ml/d | 45.9582 | 51.7481 | 54.7138 | 57.737 | 64.9516 | 72.0572 | 79.0791 | 86.0202 | 92.8415 | 94.4473 | 96.0046 | 97.5916 | 99.1353 | 100.6365 | 100.7431 | 100.8662 | 101.0506 | 101.1847 | 101.407 | 101.5849 | 101.7842 | 101.995 | 102.2243 | 102.4698 | 102.7049 | 102.9384 | 103.1627 | 103.3766 | 103.5804 | 103.5154 | 103.5692 | 103.6144 | 103.649 | 103.673 | 104.3528 | 105.0231 | 105.6841 | 106.3355 | 106.9775 | 107.61 | 108.2331 | 108.8466 | 109.4507 | 110.0452 | 110.6302 | 111.2057 | 111.7716 | 112.328 | 112.8748 | 113.412 | 113.9397 | 114.4578 | 114.9662 | 115.4651 | 115.9811 | 116.4875 | 116.9843 | 117.4714 | 117.9488 | 118.4166 | 118.8747 | 119.3231 | 119.7618 | 120.1908
23BL+24BL | Non-household consumption | Ml/d | 27.5347 | 27.52 | 27.37 | 27.4 | 27.6314 | 27.6304 | 27.6294 | 27.6284 | 27.6274 | 27.6263 | 27.6253 | 27.6242 | 27.6231 | 27.622 | 27.6209 | 27.6198 | 27.6186 | 27.6174 | 27.6162 | 27.615 | 27.6137 | 27.6124 | 27.6112 | 27.6098 | 27.6085 | 27.6071 | 27.6057 | 27.6043 | 27.6029 | 27.6029 | 27.6029 | 27.6029 | 27.6029 | 27.6029 | 27.6029 | 27.6029 | 27.6029 | 27.6029 | 27.6029 | 27.6029 | 27.6029 | 27.6029 | 27.6029 | 27.6029 | 27.6029 | 27.6029 | 27.6029 | 27.6029 | 27.6029 | 27.6029 | 27.6029 | 27.6029 | 27.6029 | 27.6029 | 27.6029 | 27.6029 | 27.6029 | 27.6029 | 27.6029 | 27.6029 | 27.6029 | 27.6029 | 27.6029 | 27.6029
23FP+24FP | Non-household consumption | Ml/d | 27.5347 | 27.52 | 27.37 | 27.4 | 27.6314 | 27.6304 | 27.6294 | 27.6284 | 27.6274 | 27.6263 | 27.6253 | 27.6242 | 27.6231 | 27.622 | 27.6209 | 27.6198 | 27.6186 | 27.6174 | 27.6162 | 27.615 | 27.6137 | 27.6124 | 27.6112 | 27.6098 | 27.6085 | 27.6071 | 27.6057 | 27.6043 | 27.6029 | 27.6029 | 27.6029 | 27.6029 | 27.6029 | 27.6029 | 27.6029 | 27.6029 | 27.6029 | 27.6029 | 27.6029 | 27.6029 | 27.6029 | 27.6029 | 27.6029 | 27.6029 | 27.6029 | 27.6029 | 27.6029 | 27.6029 | 27.6029 | 27.6029 | 27.6029 | 27.6029 | 27.6029 | 27.6029 | 27.6029 | 27.6029 | 27.6029 | 27.6029 | 27.6029 | 27.6029 | 27.6029 | 27.6029 | 27.6029 | 27.6029
40BL | Total leakage | Ml/d | 24.2993 | 24.4265 | 24.3216 | 24 | 24 | 24 | 24 | 24 | 24 | 24 | 24 | 24 | 24 | 24 | 24 | 24 | 24 | 24 | 24 | 24 | 24 | 24 | 24 | 24 | 24 | 24 | 24 | 24 | 24 | 24 | 24 | 24 | 24 | 24 | 24 | 24 | 24 | 24 | 24 | 24 | 24 | 24 | 24 | 24 | 24 | 24 | 24 | 24 | 24 | 24 | 24 | 24 | 24 | 24 | 24 | 24 | 24 | 24 | 24 | 24 | 24 | 24 | 24 | 24
40FP | Total leakage | Ml/d | 24.2993 | 24.4265 | 24.3216 | 24 | 23.28 | 22.56 | 21.84 | 21.12 | 20.4 | 19.788 | 19.176 | 18.564 | 17.952 | 17.34 | 16.8198 | 16.2996 | 15.7794 | 15.2592 | 14.739 | 14.2968 | 13.8547 | 13.4125 | 12.9703 | 12.5281 | 12.1523 | 11.7765 | 11.4006 | 11.0248 | 10.6489 | 10.6489 | 10.6489 | 10.6489 | 10.6489 | 10.6489 | 10.6489 | 10.6489 | 10.6489 | 10.6489 | 10.6489 | 10.6489 | 10.6489 | 10.6489 | 10.6489 | 10.6489 | 10.6489 | 10.6489 | 10.6489 | 10.6489 | 10.6489 | 10.6489 | 10.6489 | 10.6489 | 10.6489 | 10.6489 | 10.6489 | 10.6489 | 10.6489 | 10.6489 | 10.6489 | 10.6489 | 10.6489 | 10.6489 | 10.6489 | 10.6489
11BL-(23BL:26BL)-40BL | Other components of demand | Ml/d | 4.38 | 4.38 | 4.38 | 4.38 | 4.38 | 4.38 | 4.38 | 4.38 | 4.38 | 4.38 | 4.38 | 4.38 | 4.38 | 4.38 | 4.38 | 4.38 | 4.38 | 4.38 | 4.38 | 4.38 | 4.38 | 4.38 | 4.38 | 4.38 | 4.38 | 4.38 | 4.38 | 4.38 | 4.38 | 4.38 | 4.38 | 4.38 | 4.38 | 4.38 | 4.38 | 4.38 | 4.38 | 4.38 | 4.38 | 4.38 | 4.38 | 4.38 | 4.38 | 4.38 | 4.38 | 4.38 | 4.38 | 4.38 | 4.38 | 4.38 | 4.38 | 4.38 | 4.38 | 4.38 | 4.38 | 4.38 | 4.38 | 4.38 | 4.38 | 4.38 | 4.38 | 4.38 | 4.38 | 4.38
11FP-(23FP:26FP)-40FP | Other components of demand | Ml/d | 4.38 | 4.38 | 4.38 | 4.38 | 4.38 | 4.38 | 4.38 | 4.38 | 4.38 | 4.38 | 4.38 | 4.38 | 4.38 | 4.38 | 4.38 | 4.38 | 4.38 | 4.38 | 4.38 | 4.38 | 4.38 | 4.38 | 4.38 | 4.38 | 4.38 | 4.38 | 4.38 | 4.38 | 4.38 | 4.38 | 4.38 | 4.38 | 4.38 | 4.38 | 4.38 | 4.38 | 4.38 | 4.38 | 4.38 | 4.38 | 4.38 | 4.38 | 4.38 | 4.38 | 4.38 | 4.38 | 4.38 | 4.38 | 4.38 | 4.38 | 4.38 | 4.38 | 4.38 | 4.38 | 4.38 | 4.38 | 4.38 | 4.38 | 4.38 | 4.38 | 4.38 | 4.38 | 4.38 | 4.38
| Total demand + target headroom (baseline) | Ml/d | 173.8016 | 174.1239 | 174.2267 | 173.9997 | 174.3223 | 174.5286 | 175.0152 | 175.5353 | 175.9362 | 176.6084 | 177.107 | 177.9147 | 178.6738 | 179.4505 | 179.8136 | 180.3134 | 180.8747 | 181.2358 | 181.8854 | 182.4475 | 182.9812 | 183.5266 | 184.0907 | 184.6513 | 185.5023 | 186.3521 | 187.1932 | 188.0243 | 188.8457 | 189.7943 | 190.6009 | 191.3781 | 192.1658 | 192.9441 | 193.7129 | 194.4722 | 195.2221 | 195.9624 | 196.6733 | 197.3947 | 198.1065 | 198.8088 | 199.5216 | 200.2349 | 200.9286 | 201.6127 | 202.2972 | 202.9622 | 203.6176 | 204.2734 | 204.9096 | 205.5361 | 206.1631 | 206.7804 | 207.378 | 207.966 | 208.5544 | 209.123 | 209.682 | 210.2413 | 210.7809 | 211.3108 | 211.8409 | 212.3514
| Total demand + target headroom (final plan) | Ml/d | 173.8016 | 174.1239 | 174.2267 | 173.9997 | 172.5999 | 171.0801 | 169.8378 | 168.6258 | 167.2915 | 167.0088 | 166.5524 | 166.4052 | 166.2094 | 166.0313 | 165.6292 | 165.3638 | 165.16 | 164.756 | 164.6405 | 164.4664 | 164.264 | 164.0733 | 163.9014 | 163.7259 | 163.6132 | 163.4993 | 163.3767 | 163.2441 | 163.1018 | 163.0995 | 163.2135 | 163.2968 | 163.3895 | 163.4717 | 164.2137 | 164.9462 | 165.6693 | 166.3829 | 167.0669 | 167.7615 | 168.4466 | 169.1221 | 169.8081 | 170.4946 | 171.1615 | 171.8188 | 172.4766 | 173.1148 | 173.7433 | 174.3723 | 174.9817 | 175.5815 | 176.1817 | 176.7722 | 177.3698 | 177.9578 | 178.5462 | 179.1148 | 179.6738 | 180.2331 | 180.7727 | 181.3026 | 181.8327 | 182.3432
SUPPLY-DEMAND BALANCE
16BL | Target headroom | Ml/d | 8.23 | 8.31 | 8.53 | 8.42 | 8.32 | 8.27 | 8.42 | 8.53 | 8.48 | 8.64 | 8.59 | 8.74 | 8.81 | 8.87 | 8.89 | 9.03 | 9.17 | 9.16 | 9.35 | 9.45 | 9.5 | 9.55 | 9.6 | 9.63 | 9.68 | 9.73 | 9.78 | 9.83 | 9.88 | 9.93 | 9.98 | 10.01 | 10.06 | 10.11 | 10.16 | 10.21 | 10.26 | 10.31 | 10.34 | 10.39 | 10.44 | 10.49 | 10.56 | 10.64 | 10.71 | 10.78 | 10.86 | 10.93 | 11 | 11.08 | 11.15 | 11.22 | 11.3 | 11.38 | 11.45 | 11.52 | 11.6 | 11.67 | 11.74 | 11.82 | 11.89 | 11.96 | 12.04 | 12.11
16FP | Target headroom | Ml/d | 8.23 | 8.31 | 8.53 | 8.42 | 8.32 | 8.27 | 8.42 | 8.53 | 8.48 | 8.64 | 8.59 | 8.74 | 8.81 | 8.87 | 8.89 | 9.03 | 9.17 | 9.16 | 9.35 | 9.45 | 9.5 | 9.55 | 9.6 | 9.63 | 9.68 | 9.73 | 9.78 | 9.83 | 9.88 | 9.93 | 9.98 | 10.01 | 10.06 | 10.11 | 10.16 | 10.21 | 10.26 | 10.31 | 10.34 | 10.39 | 10.44 | 10.49 | 10.56 | 10.64 | 10.71 | 10.78 | 10.86 | 10.93 | 11 | 11.08 | 11.15 | 11.22 | 11.3 | 11.38 | 11.45 | 11.52 | 11.6 | 11.67 | 11.74 | 11.82 | 11.89 | 11.96 | 12.04 | 12.11
17BL | Available headroom | Ml/d | 29.8774 | 29.4751 | 29.5223 | 29.5593 | 29.0567 | 28.7304 | 28.3138 | 27.8237 | 27.3028 | 26.7106 | 26.092 | 25.3543 | 24.5852 | 23.7985 | 23.3754 | 22.9356 | 22.4443 | 21.9932 | 21.4536 | 18.4215 | 17.8578 | 17.2924 | 16.6983 | 16.0877 | 15.2167 | 14.3369 | 13.4658 | 12.6147 | 11.7633 | 10.7847 | 9.9581 | 9.1309 | 8.3232 | 7.5149 | 6.7161 | 5.9368 | 5.1569 | 4.3866 | 3.6357 | 2.8843 | 2.1425 | 1.4202 | 0.69738 | -0.0058629 | -0.70955 | -1.4037 | -2.0782 | -2.7532 | -3.4186 | -4.0644 | -4.7106 | -5.3471 | -5.9641 | -6.5814 | -7.179 | -7.777 | -8.3654 | -8.934 | -9.503 | -10.0623 | -10.6019 | -11.1418 | -11.6719 | -12.1824
17FP | Available headroom | Ml/d | 29.8774 | 29.4751 | 29.5223 | 29.5593 | 30.7791 | 32.1789 | 33.4912 | 34.7332 | 35.9475 | 36.3102 | 36.6466 | 36.8638 | 37.0496 | 37.2177 | 37.5598 | 37.8852 | 38.159 | 38.473 | 38.6985 | 38.9026 | 39.075 | 39.2457 | 39.3876 | 39.5131 | 39.6058 | 39.6897 | 37.2823 | 37.3949 | 37.5072 | 37.4795 | 37.3455 | 37.2122 | 37.0995 | 36.9873 | 36.2153 | 35.4628 | 34.7097 | 33.9661 | 33.2421 | 32.5175 | 31.8024 | 31.1069 | 30.4109 | 29.7344 | 29.0575 | 28.3902 | 27.7424 | 27.0942 | 26.4557 | 25.8367 | 25.2173 | 24.6075 | 24.0173 | 23.4268 | 22.8292 | 22.2312 | 21.6428 | 21.0742 | 20.5052 | 19.9459 | 19.4063 | 18.8664 | 18.3363 | 17.8258
Baseline Supply-Demand Balance:
|  | 2020-21 | 2021-22 | 2022-23 | 2023-24 | 2024-25 | 2025-26 | 2026-27 | 2027-28 | 2028-29 | 2029-30 | 2030-31 | 2031-32 | 2032-33 | 2033-34 | 2034-35 | 2035-36 | 2036-37 | 2037-38 | 2038-39 | 2039-40 | 2040-41 | 2041-42 | 2042-43 | 2043-44 | 2044-45
| SDB (Ml/d) | 20.7367 | 20.4604 | 19.8938 | 19.2937 | 18.8228 | 18.0706 | 17.502 | 16.6143 | 15.7752 | 14.9285 | 14.4854 | 13.9056 | 13.2743 | 12.8332 | 12.1036 | 8.9715 | 8.3578 | 7.7424 | 7.0983 | 6.4577 | 5.5367 | 4.6069 | 3.6858 | 2.7847 | 1.8833
Final Planning Supply-Demand Balance:
|  | 2020-21 | 2021-22 | 2022-23 | 2023-24 | 2024-25 | 2025-26 | 2026-27 | 2027-28 | 2028-29 | 2029-30 | 2030-31 | 2031-32 | 2032-33 | 2033-34 | 2034-35 | 2035-36 | 2036-37 | 2037-38 | 2038-39 | 2039-40 | 2040-41 | 2041-42 | 2042-43 | 2043-44 | 2044-45
| SDB (Ml/d) | 22.4591 | 23.9089 | 25.0712 | 26.2032 | 27.4675 | 27.6702 | 28.0566 | 28.1238 | 28.2396 | 28.3477 | 28.6698 | 28.8552 | 28.989 | 29.313 | 29.3485 | 29.4526 | 29.575 | 29.6957 | 29.7876 | 29.8831 | 29.9258 | 29.9597 | 27.5023 | 27.5649 | 27.6272
| Company: | 2026-27: SES Water
| Resource Zone Name | 2026-27: SES
Resource Zone Number: | bar: 2026-27
| Planning Scenario Name: | 2026-27: Dry Year Annual Average
| Chosen Level of Service: | 2026-27: 1 in 10 year TUB, 1 in 20 year NEUB

## 1. BL Licences
Table 1: Baseline licences |  |  |  |  | deployable output (Ml/d)
Row ref | Derivation | Licence number | Source name | Source type | Deployable output (Ml/d) | Annual licensed quantity (Ml/d) | Constraints on deployable output | Additional notes (if desired)
All individual licences:
0.1BL | Sum (0.1BL+...) | - | - | - | 37.92 | 57.28 | -
- | Input | 9/40/3/386/S | Bough Beech | Surface water | 26.1 | 45.46 | River abstraction
| Input | 28/39/32/33 | Dorking | Borehole | 11.82 | 11.82 | Licence
Grouped licences | Derivation | Licence number | Source name | Source type | DYAA deployable output (Ml/d) | Annual licensed quantity (Ml/d)
0.2BL | Sum (0.2BL+...) | - | Total | - | 176.129 | 186.03 | -
- | - | Group 1: 28/39/32/32 | Leatherhead | - | 37.5 | 42.16 | -
- | - |  | Leatherhead | Borehole | 37.5 |  | Pump capacity
- | - |  | Elmer & Young Street | Borehole | 20.46 |  | Licence
- | - | Group 2: 28/39/32/30 and 28/39/32/31 | Fetcham | - | 9.27 | 13.64 | -
- | - |  | Fetcham boreholes | Borehole | 0.94 |  | DAPWL
- | - |  | Fetcham springs | Springs | 8.33
- | - | Group 3: 28/39/32/29 | Buckland/ Clifton's Lane | - | 2.273 | 2.27 | -
- | - |  | Buckland | Borehole | 1.4 |  | Water quality
- | - |  | Clifton's Lane | Borehole | 0.873 |  | DAPWL
- | - | Group 4: 28/39/32/28 | Warwick Wold/ Brewer Street | - | 5.7 | 6.85 | -
- | - |  | Warwick Wold | Borehole | 3.25 |  | DAPWL
- | - |  | Brewer Street | Borehole | 2.45 |  | Pump cut-off
- | - | Group 5: 9/40/3/62GR | Godstone | - | 10.027 | 11.48 | -
- | - |  | Bletchingley | Borehole | 2.05 |  | Pump cut-off
- | - |  | North Park | Borehole | 3.5 |  | Licence
- | - |  | Godstone | Borehole | 2.477 |  | Licence
- | - |  | Flower Lane | Borehole | 2 |  | DAPWL
- | - | Group 6: 9/40/3/61GR and 9/40/1/35GR | Westwood | - | 6.88 | 6.86 | -
- | - |  | South Green | Borehole | 2.18 |  | Licence
- | - |  | Water Lane | Borehole | 2 |  | Pump capacity
- | - |  | Westwood | Borehole | 2.7 |  | DAPWL
- | - | Group 7: 28/39/41/37 | Kenley/ Purley | - | 22.79 | 22.79 | -
- | - |  | Kenley | Borehole | 17.74 |  | Pump capacity
- | - |  | Purley | Borehole | 5.05 |  | Pump capacity
- | - | Group 8: 28/39/41/68 and 28/39/41/36 | Woodmansterne | - | 34.829 | 29.45 | -
- | - |  | Woodmansterne | Borehole | 15 |  | DAPWL
|  |  | Outwood Lane | Borehole | 3.024 |  | Pump capacity
- | - |  | Holly Lane | Borehole | 6.125 |  | Pump capacity
- | - |  | Chipstead | Borehole | 5 |  | Pump capacity
- | - |  | Smitham | Borehole | 5.68 |  | Licence
- | - | Group 9: 28/39/41/69 | Oaks/ Woodcote | - | 9.1 | 9.1 | -
- | - |  | Oaks | Borehole | 4.5 |  | DAPWL
- | - |  | Woodcote | Borehole | 4.6 |  | Pump capacity
- | - | Group 10: TH/039/0041/014 | Hackbridge | - | 8.47 | 8.47 | -
- | - |  | Hackbridge & Goatbridge | Borehole | 8.47 |  | Licence
- | - | Group 11: 28/39/40/08 | Cheam | - | 29.29 | 32.96 | -
- | - |  | Nonsuch | Borehole | 5 |  | Licence
- | - |  | Cheam | Borehole | 8.9 |  | DAPWL
- | - |  | Cheam Park | Borehole | 1.19 |  | DAPWL
- | - |  | Springclose Lane | Borehole | 2 |  | Pump capacity
- | - |  | Secombe Centre | Borehole | 0 |  | -
- | - |  | Sutton | Borehole | 9.5 |  | DAPWL
- | - |  | Sutton Court Road | Borehole | 0.8 |  | Pump cut-off
- | - |  | Langley Park | Borehole | 1.9 |  | Pump capacity
- | Input
Unused licences: | Derivation | Licence number | Source name | Source type | DYAA deployable output (Ml/d) | Annual licensed quantity (Ml/d) | Reason licence is unused
0.3BL | Sum (0.3BL+...) | - | - | - | 0 | 0 | -
Input
- | Input
New licences (within current AMP): | Derivation | Licence number | Source name | Source type | DYAA deployable output (Ml/d) | Annual licensed quantity (Ml/d) | Status of licence
0.4BL | Sum (0.4BL+...) | - | - | - | 0 | 0 | -
Input
- | Input
- | - | - | - | - | - | - | -
Company: |  | SES Water
Resource Zone Name: |  | SES
Resource Zone Number: |  | 1
Planning Scenario Name: |  | Dry Year Annual Average
Chosen Level of Service: |  | 1 in 10 year TUB, 1 in 20 year NEUB
README
Note on C3: Please list only individual licences (i.e. not used in conjunctive use systems).
Note on B57: If additional lines are required please insert into middle of group to ensure automatic calculations pick up all data. DO NOT DELETE DEFAULT INPUT ROWS - If unrequired leave blank.
Note on J58: Please state if a licence has been applied for, approved, granted, awaiting mobilisation, or other specified status.
Note on C70: Do not delete default inserted input lines. These are required to generate the autosum of all additional rows added. Additional rows which the user enters can be deleted.

## 2. BL Supply
Table 2: Baseline supply
| Row ref | Component | Derivation | Unit | decimal places | 2015/16 | For info 2017-18 | For info 2018-19 | For info 2019-20 | 2020-21 | 2021-22 | 2022-23 | 2023-24 | 2024-25 | 2025-26 | 2026-27 | 2027-28 | 2028-29 | 2029-30 | 2030-31 | 2031-32 | 2032-33 | 2033-34 | 2034-35 | 2035-36 | 2036-37 | 2037-38 | 2038-39 | 2039-40 | 2040-41 | 2041-42 | 2042-43 | 2043-44 | 2044-45 | 2045-46 | 2046-47 | 2047-48 | 2048-49 | 2049-50 | 2050-51 | 2051-52 | 2052-53 | 2053-54 | 2054-55 | 2055-56 | 2056-57 | 2057-58 | 2058-59 | 2059-60 | 2060-61 | 2061-62 | 2062-63 | 2063-64 | 2064-65 | 2065-66 | 2066-67 | 2067-68 | 2068-69 | 2069-70 | 2070-71 | 2071-72 | 2072-73 | 2073-74 | 2074-75 | 2075-76 | 2076-77 | 2077-78 | 2078-79 | 2079-80
| 1BL | Raw water abstracted | Input | Ml/d | 2 | 215.68 | 215.68 | 215.68 | 215.68 | 215.68 | 215.68 | 215.68 | 215.68 | 215.68 | 215.68 | 215.68 | 215.68 | 215.68 | 215.68 | 215.68 | 215.68 | 215.68 | 215.68 | 215.68 | 215.68 | 215.68 | 215.68 | 215.68 | 215.68 | 215.68 | 215.68 | 215.68 | 215.68 | 215.68 | 215.68 | 215.68 | 215.68 | 215.68 | 215.68 | 215.68 | 215.68 | 215.68 | 215.68 | 215.68 | 215.68 | 215.68 | 215.68 | 215.68 | 215.68 | 215.68 | 215.68 | 215.68 | 215.68 | 215.68 | 215.68 | 215.68 | 215.68 | 215.68 | 215.68 | 215.68 | 215.68 | 215.68 | 215.68 | 215.68 | 215.68 | 215.68 | 215.68 | 215.68 | 215.68
Resources | 2BL | Total raw water imported | sum(2.1BL+2.2BL+2.3BL...) | Ml/d | 2 | 0 | 0 | 0 | 0 | 0 | 0 | 0 | 0 | 0 | 0 | 0 | 0 | 0 | 0 | 0 | 0 | 0 | 0 | 0 | 0 | 0 | 0 | 0 | 0 | 0 | 0 | 0 | 0 | 0 | 0 | 0 | 0 | 0 | 0 | 0 | 0 | 0 | 0 | 0 | 0 | 0 | 0 | 0 | 0 | 0 | 0 | 0 | 0 | 0 | 0 | 0 | 0 | 0 | 0 | 0 | 0 | 0 | 0 | 0 | 0 | 0 | 0 | 0 | 0
| 2.1BL+ | Raw water imported from: None | Input | Ml/d | 2 | 0 | 0 | 0 | 0 | 0 | 0 | 0 | 0 | 0 | 0 | 0 | 0 | 0 | 0 | 0 | 0 | 0 | 0 | 0 | 0 | 0 | 0 | 0 | 0 | 0 | 0 | 0 | 0 | 0 | 0 | 0 | 0 | 0 | 0 | 0 | 0 | 0 | 0 | 0 | 0 | 0 | 0 | 0 | 0 | 0 | 0 | 0 | 0 | 0 | 0 | 0 | 0 | 0 | 0 | 0 | 0 | 0 | 0 | 0 | 0 | 0 | 0 | 0 | 0
| - | - | - | - | 2 |  | - | - | - | bar: 2021-22 to 2079-80
| 3BL | Total potable water imported | sum(3.1BL+3.2BL+3.3BL...) | Ml/d | 2 | 0 | 0 | 0 | 0 | 0 | 0 | 0 | 0 | 0 | 0 | 0 | 0 | 0 | 0 | 0 | 0 | 0 | 0 | 0 | 0 | 0 | 0 | 0 | 0 | 0 | 0 | 0 | 0 | 0 | 0 | 0 | 0 | 0 | 0 | 0 | 0 | 0 | 0 | 0 | 0 | 0 | 0 | 0 | 0 | 0 | 0 | 0 | 0 | 0 | 0 | 0 | 0 | 0 | 0 | 0 | 0 | 0 | 0 | 0 | 0 | 0 | 0 | 0 | 0
| 3.1BL+ | Potable water imported from: None | Input | Ml/d | 2 | 0 | 0 | 0 | 0 | 0 | 0 | 0 | 0 | 0 | 0 | 0 | 0 | 0 | 0 | 0 | 0 | 0 | 0 | 0 | 0 | 0 | 0 | 0 | 0 | 0 | 0 | 0 | 0 | 0 | 0 | 0 | 0 | 0 | 0 | 0 | 0 | 0 | 0 | 0 | 0 | 0 | 0 | 0 | 0 | 0 | 0 | 0 | 0 | 0 | 0 | 0 | 0 | 0 | 0 | 0 | 0 | 0 | 0 | 0 | 0 | 0 | 0 | 0 | 0
| - | - | - | - | 2 | - | - | - | - | bar: 2020-21 to 2079-80
| 5BL | Total raw water exported (raw exports and non potable uses) | sum(5.1BL+5.2BL+...) | Ml/d | 2 | 0 | 0 | 0 | 0 | 0 | 0 | 0 | 0 | 0 | 0 | 0 | 0 | 0 | 0 | 0 | 0 | 0 | 0 | 0 | 0 | 0 | 0 | 0 | 0 | 0 | 0 | 0 | 0 | 0 | 0 | 0 | 0 | 0 | 0 | 0 | 0 | 0 | 0 | 0 | 0 | 0 | 0 | 0 | 0 | 0 | 0 | 0 | 0 | 0 | 0 | 0 | 0 | 0 | 0 | 0 | 0 | 0 | 0 | 0 | 0 | 0 | 0 | 0 | 0
| 5.1BL | Non potable water supplied to: | Input | Ml/d | 2 | 0 | 0 | 0 | 0 | 0 | 0 | 0 | 0 | 0 | 0 | 0 | 0 | 0 | 0 | 0 | 0 | 0 | 0 | 0 | 0 | 0 | 0 | 0 | 0 | 0 | 0 | 0 | 0 | 0 | 0 | 0 | 0 | 0 | 0 | 0 | 0 | 0 | 0 | 0 | 0 | 0 | 0 | 0 | 0 | 0 | 0 | 0 | 0 | 0 | 0 | 0 | 0 | 0 | 0 | 0 | 0 | 0 | 0 | 0 | 0 | 0 | 0 | 0 | 0
| 5.2BL+ | Raw water export to: None | Input | Ml/d | 2 | 0 | 0 | 0 | 0 | 0 | 0 | 0 | 0 | 0 | 0 | 0 | 0 | 0 | 0 | 0 | 0 | 0 | 0 | 0 | 0 | 0 | 0 | 0 | 0 | 0 | 0 | 0 | 0 | 0 | 0 | 0 | 0 | 0 | 0 | 0 | 0 | 0 | 0 | 0 | 0 | 0 | 0 | 0 | 0 | 0 | 0 | 0 | 0 | 0 | 0 | 0 | 0 | 0 | 0 | 0 | 0 | 0 | 0 | 0 | 0 | 0 | 0 | 0 | 0
| - |  | - | - | 2 | - | - | - | - | bar: 2020-21 to 2079-80
| 6BL | Total potable water exported | sum(6.1BL+6.2BL+6.3BL...) | Ml/d | 2 | 0 | 0 | 0 | 0 | 0 | 0 | 0 | 0 | 0 | 0 | 0 | 0 | 0 | 0 | 0 | 0 | 0 | 0 | 0 | 2.5 | 2.5 | 2.5 | 2.5 | 2.5 | 2.5 | 2.5 | 2.5 | 2.5 | 2.5 | 2.5 | 2.5 | 2.5 | 2.5 | 2.5 | 2.5 | 2.5 | 2.5 | 2.5 | 2.5 | 2.5 | 2.5 | 2.5 | 2.5 | 2.5 | 2.5 | 2.5 | 2.5 | 2.5 | 2.5 | 2.5 | 2.5 | 2.5 | 2.5 | 2.5 | 2.5 | 2.5 | 2.5 | 2.5 | 2.5 | 2.5 | 2.5 | 2.5 | 2.5 | 2.5
| 6.1BL+ | Potable water export to: None | Input | Ml/d | 2 | - | - | - | - | - | - | - | - | - | - | - | - | - | - | - | - | - | - | - | 2.5 | 2.5 | 2.5 | 2.5 | 2.5 | 2.5 | 2.5 | 2.5 | 2.5 | 2.5 | 2.5 | 2.5 | 2.5 | 2.5 | 2.5 | 2.5 | 2.5 | 2.5 | 2.5 | 2.5 | 2.5 | 2.5 | 2.5 | 2.5 | 2.5 | 2.5 | 2.5 | 2.5 | 2.5 | 2.5 | 2.5 | 2.5 | 2.5 | 2.5 | 2.5 | 2.5 | 2.5 | 2.5 | 2.5 | 2.5 | 2.5 | 2.5 | 2.5 | 2.5 | 2.5
| - |  | - | Ml/d | 2 | - | - | - | - | bar: 2020-21 to 2079-80
| 7BL | Deployable Output (baseline profile without reductions) | sum(0.1Bl+0.2BL+0.3BL+0.4BL) | Ml/d | 2 | 214.049 | 214.049 | 214.049 | 214.049 | 214.049 | 214.049 | 214.049 | 214.049 | 214.049 | 214.049 | 214.049 | 214.049 | 214.049 | 214.049 | 214.049 | 214.049 | 214.049 | 214.049 | 214.049 | 214.049 | 214.049 | 214.049 | 214.049 | 214.049 | 214.049 | 214.049 | 214.049 | 214.049 | 214.049 | 214.049 | 214.049 | 214.049 | 214.049 | 214.049 | 214.049 | 214.049 | 214.049 | 214.049 | 214.049 | 214.049 | 214.049 | 214.049 | 214.049 | 214.049 | 214.049 | 214.049 | 214.049 | 214.049 | 214.049 | 214.049 | 214.049 | 214.049 | 214.049 | 214.049 | 214.049 | 214.049 | 214.049 | 214.049 | 214.049 | 214.049 | 214.049 | 214.049 | 214.049 | 214.049
Resource (and process) Losses | 8BL | Baseline forecast changes to Deployable Output | sum(8.1BL+8.2BL+8.3BL) | Ml/d | 2 | -3.05 | -3.21 | -3.28 | -3.36 | -3.44 | -3.51 | -3.59 | -3.67 | -3.74 | -3.82 | -3.89 | -3.97 | -4.05 | -4.12 | -4.2 | -4.28 | -4.35 | -4.43 | -4.51 | -4.58 | -4.66 | -4.73 | -4.81 | -4.89 | -4.96 | -5.04 | -5.12 | -5.19 | -5.27 | -5.35 | -5.42 | -5.5 | -5.57 | -5.65 | -5.73 | -5.8 | -5.88 | -5.96 | -6.03 | -6.11 | -6.19 | -6.26 | -6.34 | -6.41 | -6.49 | -6.57 | -6.64 | -6.72 | -6.8 | -6.87 | -6.95 | -7.03 | -7.1 | -7.18 | -7.25 | -7.33 | -7.41 | -7.48 | -7.56 | -7.64 | -7.71 | -7.79 | -7.87 | -7.94
| 8.1BL | Change in DO due to climate change | Input (reductions must be expressed as -ve) | Ml/d | 2 | -3.05 | -3.21 | -3.28 | -3.36 | -3.44 | -3.51 | -3.59 | -3.67 | -3.74 | -3.82 | -3.89 | -3.97 | -4.05 | -4.12 | -4.2 | -4.28 | -4.35 | -4.43 | -4.51 | -4.58 | -4.66 | -4.73 | -4.81 | -4.89 | -4.96 | -5.04 | -5.12 | -5.19 | -5.27 | -5.35 | -5.42 | -5.5 | -5.57 | -5.65 | -5.73 | -5.8 | -5.88 | -5.96 | -6.03 | -6.11 | -6.19 | -6.26 | -6.34 | -6.41 | -6.49 | -6.57 | -6.64 | -6.72 | -6.8 | -6.87 | -6.95 | -7.03 | -7.1 | -7.18 | -7.25 | -7.33 | -7.41 | -7.48 | -7.56 | -7.64 | -7.71 | -7.79 | -7.87 | -7.94
| 8.2BL | Reductions to restore sustainable abstraction | sum(8.2BL sub components) | Ml/d | 2 | 0 | 0 | 0 | 0 | 0 | 0 | 0 | 0 | 0 | 0 | 0 | 0 | 0 | 0 | 0 | 0 | 0 | 0 | 0 | 0 | 0 | 0 | 0 | 0 | 0 | 0 | 0 | 0 | 0 | 0 | 0 | 0 | 0 | 0 | 0 | 0 | 0 | 0 | 0 | 0 | 0 | 0 | 0 | 0 | 0 | 0 | 0 | 0 | 0 | 0 | 0 | 0 | 0 | 0 | 0 | 0 | 0 | 0 | 0 | 0 | 0 | 0 | 0 | 0
| 8.2BL+ | Total for the zone | Input (zero or negative number) | Ml/d | 2
| - |  | - | - | 2 | - | - | - | - | bar: 2020-21 to 2079-80
| 8.3BL | Total other changes to DO (specify, e.g. nitrates): None | Input (reductions must be expressed as -ve) | Ml/d | 2 | 0 | 0 | 0 | 0 | 0 | 0 | 0 | 0 | 0 | 0 | 0 | 0 | 0 | 0 | 0 | 0 | 0 | 0 | 0 | 0 | 0 | 0 | 0 | 0 | 0 | 0 | 0 | 0 | 0 | 0 | 0 | 0 | 0 | 0 | 0 | 0 | 0 | 0 | 0 | 0 | 0 | 0 | 0 | 0 | 0 | 0 | 0 | 0 | 0 | 0 | 0 | 0 | 0 | 0 | 0 | 0 | 0 | 0 | 0 | 0 | 0 | 0 | 0 | 0
2
| - |  | - | - | 2 | - | - | - | - | bar: 2020-21 to 2079-80
| 9BL | Raw water losses, treatment works losses and operational use | Input | Ml/d | 2 | 7.45 | 7.45 | 7.45 | 7.45 | 7.45 | 7.45 | 7.45 | 7.45 | 7.45 | 7.45 | 7.45 | 7.45 | 7.45 | 7.45 | 7.45 | 7.45 | 7.45 | 7.45 | 7.45 | 7.45 | 7.45 | 7.45 | 7.45 | 7.45 | 7.45 | 7.45 | 7.45 | 7.45 | 7.45 | 7.45 | 7.45 | 7.45 | 7.45 | 7.45 | 7.45 | 7.45 | 7.45 | 7.45 | 7.45 | 7.45 | 7.45 | 7.45 | 7.45 | 7.45 | 7.45 | 7.45 | 7.45 | 7.45 | 7.45 | 7.45 | 7.45 | 7.45 | 7.45 | 7.45 | 7.45 | 7.45 | 7.45 | 7.45 | 7.45 | 7.45 | 7.45 | 7.45 | 7.45 | 7.45
| 10BL | Outage allowance | Input | Ml/d | 2 | 8.1 | 8.1 | 8.1 | 8.1 | 8.1 | 8.1 | 8.1 | 8.1 | 8.1 | 8.1 | 8.1 | 8.1 | 8.1 | 8.1 | 8.1 | 8.1 | 8.1 | 8.1 | 8.1 | 8.1 | 8.1 | 8.1 | 8.1 | 8.1 | 8.1 | 8.1 | 8.1 | 8.1 | 8.1 | 8.1 | 8.1 | 8.1 | 8.1 | 8.1 | 8.1 | 8.1 | 8.1 | 8.1 | 8.1 | 8.1 | 8.1 | 8.1 | 8.1 | 8.1 | 8.1 | 8.1 | 8.1 | 8.1 | 8.1 | 8.1 | 8.1 | 8.1 | 8.1 | 8.1 | 8.1 | 8.1 | 8.1 | 8.1 | 8.1 | 8.1 | 8.1 | 8.1 | 8.1 | 8.1
|  | Company: | SES Water
|  | Resource Zone Name: | SES
|  | Resource Zone Number: | 1
|  | Planning Scenario Name: | Dry Year Annual Average
|  | Chosen Level of Service: | 1 in 10 year TUB, 1 in 20 year NEUB

## 3. BL Demand
Table 3: Baseline demand
| Row ref | Component | Derivation | Unit | Decimal places | 2015/16 | For info 2017-18 | For info 2018-19 | For info 2019-20 | 2020-21 | 2021-22 | 2022-23 | 2023-24 | 2024-25 | 2025-26 | 2026-27 | 2027-28 | 2028-29 | 2029-30 | 2030-31 | 2031-32 | 2032-33 | 2033-34 | 2034-35 | 2035-36 | 2036-37 | 2037-38 | 2038-39 | 2039-40 | 2040-41 | 2041-42 | 2042-43 | 2043-44 | 2044-45 | 2045-46 | 2046-47 | 2047-48 | 2048-49 | 2049-50 | 2050-51 | 2051-52 | 2052-53 | 2053-54 | 2054-55 | 2055-56 | 2056-57 | 2057-58 | 2058-59 | 2059-60 | 2060-61 | 2061-62 | 2062-63 | 2063-64 | 2064-65 | 2065-66 | 2066-67 | 2067-68 | 2068-69 | 2069-70 | 2070-71 | 2071-72 | 2072-73 | 2073-74 | 2074-75 | 2075-76 | 2076-77 | 2077-78 | 2078-79 | 2079-80
Consumption | 19BL | Water delivered measured non-household | Input | Ml/d | 2 | 25.93 | 25.91 | 25.76 | 25.79 | 26.0312 | 26.0302 | 26.0292 | 26.0282 | 26.0272 | 26.0262 | 26.0251 | 26.0241 | 26.023 | 26.0219 | 26.0207 | 26.0196 | 26.0184 | 26.0172 | 26.016 | 26.0148 | 26.0136 | 26.0123 | 26.011 | 26.0097 | 26.0083 | 26.007 | 26.0056 | 26.0041 | 26.0027 | 26.0027 | 26.0027 | 26.0027 | 26.0027 | 26.0027 | 26.0027 | 26.0027 | 26.0027 | 26.0027 | 26.0027 | 26.0027 | 26.0027 | 26.0027 | 26.0027 | 26.0027 | 26.0027 | 26.0027 | 26.0027 | 26.0027 | 26.0027 | 26.0027 | 26.0027 | 26.0027 | 26.0027 | 26.0027 | 26.0027 | 26.0027 | 26.0027 | 26.0027 | 26.0027 | 26.0027 | 26.0027 | 26.0027 | 26.0027 | 26.0027
| 20BL | Water delivered unmeasured non- household | Input | Ml/d | 2 | 1.9371 | 1.94 | 1.94 | 1.94 | 1.9371 | 1.9371 | 1.9371 | 1.9371 | 1.9371 | 1.9371 | 1.9371 | 1.9371 | 1.9371 | 1.9371 | 1.9371 | 1.9371 | 1.9371 | 1.9371 | 1.9371 | 1.9371 | 1.9371 | 1.9371 | 1.9371 | 1.9371 | 1.9371 | 1.9371 | 1.9371 | 1.9371 | 1.9371 | 1.9371 | 1.9371 | 1.9371 | 1.9371 | 1.9371 | 1.9371 | 1.9371 | 1.9371 | 1.9371 | 1.9371 | 1.9371 | 1.9371 | 1.9371 | 1.9371 | 1.9371 | 1.9371 | 1.9371 | 1.9371 | 1.9371 | 1.9371 | 1.9371 | 1.9371 | 1.9371 | 1.9371 | 1.9371 | 1.9371 | 1.9371 | 1.9371 | 1.9371 | 1.9371 | 1.9371 | 1.9371 | 1.9371 | 1.9371 | 1.9371
| 21BL | Water delivered measured household | Input | Ml/d | 2 | 48.6378 | 54.7851 | 57.9318 | 61.1383 | 64.3833 | 67.5296 | 70.6018 | 73.6014 | 76.5019 | 79.333 | 82.0754 | 84.8134 | 87.4713 | 90.0512 | 92.206 | 94.2781 | 96.3212 | 98.2219 | 100.1327 | 101.967 | 103.7497 | 105.4746 | 107.1531 | 108.7869 | 109.6298 | 110.4722 | 111.3064 | 112.1308 | 112.9459 | 113.8745 | 114.6524 | 115.4208 | 116.1797 | 116.9292 | 117.6692 | 118.3997 | 119.1207 | 119.8322 | 120.5342 | 121.2267 | 121.9096 | 122.5829 | 123.2468 | 123.901 | 124.5457 | 125.1808 | 125.8063 | 126.4222 | 127.0285 | 127.6251 | 128.2122 | 128.7896 | 129.3573 | 129.9154 | 130.4639 | 131.0026 | 131.5317 | 132.0511 | 132.5607 | 133.0607 | 133.5509 | 134.0314 | 134.5022 | 134.9632
| 22BL | Water delivered unmeasured household | Input | Ml/d | 2 | 68.8167 | 62.6388 | 59.5549 | 56.4503 | 53.3249 | 50.3721 | 47.5825 | 44.947 | 42.4571 | 40.1048 | 37.8826 | 35.7832 | 33.7999 | 31.9262 | 30.1088 | 28.3949 | 26.7784 | 25.2539 | 23.8162 | 22.4603 | 21.1815 | 19.9756 | 18.8382 | 17.7656 | 17.7922 | 17.8187 | 17.8453 | 17.8719 | 17.8985 | 17.9375 | 17.9764 | 18.0154 | 18.0544 | 18.0934 | 18.1324 | 18.1715 | 18.2106 | 18.2497 | 18.2888 | 18.3279 | 18.3671 | 18.4063 | 18.4455 | 18.4847 | 18.524 | 18.5632 | 18.6025 | 18.6418 | 18.6812 | 18.7205 | 18.7599 | 18.7993 | 18.8387 | 18.8781 | 18.9176 | 18.9571 | 18.9966 | 19.0361 | 19.0756 | 19.1152 | 19.1548 | 19.1944 | 19.234 | 19.2737
| 23BL | Measured Non Household - Consumption | 19BL-34BL | Ml/d | 2 | 25.67 | 25.65 | 25.5 | 25.53 | 25.7667 | 25.7657 | 25.7647 | 25.7637 | 25.7627 | 25.7617 | 25.7606 | 25.7595 | 25.7585 | 25.7573 | 25.7562 | 25.7551 | 25.7539 | 25.7527 | 25.7515 | 25.7503 | 25.749 | 25.7478 | 25.7465 | 25.7452 | 25.7438 | 25.7424 | 25.741 | 25.7396 | 25.7382 | 25.7382 | 25.7382 | 25.7382 | 25.7382 | 25.7382 | 25.7382 | 25.7382 | 25.7382 | 25.7382 | 25.7382 | 25.7382 | 25.7382 | 25.7382 | 25.7382 | 25.7382 | 25.7382 | 25.7382 | 25.7382 | 25.7382 | 25.7382 | 25.7382 | 25.7382 | 25.7382 | 25.7382 | 25.7382 | 25.7382 | 25.7382 | 25.7382 | 25.7382 | 25.7382 | 25.7382 | 25.7382 | 25.7382 | 25.7382 | 25.7382
| 24BL | Unmeasured Non Household - Consumption | 20BL-35BL | Ml/d | 2 | 1.8647 | 1.87 | 1.87 | 1.87 | 1.8647 | 1.8647 | 1.8647 | 1.8647 | 1.8647 | 1.8647 | 1.8647 | 1.8647 | 1.8647 | 1.8647 | 1.8647 | 1.8647 | 1.8647 | 1.8647 | 1.8647 | 1.8647 | 1.8647 | 1.8647 | 1.8647 | 1.8647 | 1.8647 | 1.8647 | 1.8647 | 1.8647 | 1.8647 | 1.8647 | 1.8647 | 1.8647 | 1.8647 | 1.8647 | 1.8647 | 1.8647 | 1.8647 | 1.8647 | 1.8647 | 1.8647 | 1.8647 | 1.8647 | 1.8647 | 1.8647 | 1.8647 | 1.8647 | 1.8647 | 1.8647 | 1.8647 | 1.8647 | 1.8647 | 1.8647 | 1.8647 | 1.8647 | 1.8647 | 1.8647 | 1.8647 | 1.8647 | 1.8647 | 1.8647 | 1.8647 | 1.8647 | 1.8647 | 1.8647
| 25BL | Measured Household - Consumption | 21BL-36BL | Ml/d | 2 | 45.9582 | 51.7481 | 54.7138 | 57.737 | 60.7976 | 63.7666 | 66.6668 | 69.4997 | 72.2402 | 74.9162 | 77.5095 | 80.0996 | 82.6149 | 85.0573 | 87.0787 | 89.0214 | 90.9359 | 92.7155 | 94.5037 | 96.219 | 97.8849 | 99.4954 | 101.0614 | 102.5843 | 103.3601 | 104.1346 | 104.9005 | 105.6565 | 106.4027 | 107.2624 | 107.9801 | 108.6882 | 109.387 | 110.0762 | 110.756 | 111.4262 | 112.087 | 112.7383 | 113.38 | 114.0123 | 114.6349 | 115.2481 | 115.8517 | 116.4457 | 117.0301 | 117.605 | 118.1702 | 118.7259 | 119.272 | 119.8084 | 120.3352 | 120.8524 | 121.3599 | 121.8578 | 122.346 | 122.8245 | 123.2933 | 123.7525 | 124.2019 | 124.6416 | 125.0716 | 125.4919 | 125.9024 | 126.3032
| 26BL | Unmeasured Household - Consumption | 22BL-37BL | Ml/d | 2 | 63.3994 | 57.7393 | 54.9114 | 52.0627 | 49.1933 | 46.4816 | 43.919 | 41.4972 | 39.2086 | 37.0459 | 35.0021 | 33.0708 | 31.2458 | 29.5211 | 27.8441 | 26.2622 | 24.7702 | 23.3629 | 22.0355 | 20.7835 | 19.6026 | 18.4887 | 17.4381 | 16.4472 | 16.4738 | 16.5004 | 16.5269 | 16.5535 | 16.5801 | 16.6191 | 16.658 | 16.697 | 16.736 | 16.775 | 16.814 | 16.8531 | 16.8922 | 16.9313 | 16.9704 | 17.0095 | 17.0487 | 17.0879 | 17.1271 | 17.1663 | 17.2056 | 17.2448 | 17.2841 | 17.3234 | 17.3628 | 17.4021 | 17.4415 | 17.4809 | 17.5203 | 17.5598 | 17.5992 | 17.6387 | 17.6782 | 17.7177 | 17.7573 | 17.7968 | 17.8364 | 17.876 | 17.9156 | 17.9553
| 27 - | Percentage of consumption driven by climate change | Input | % | 1 | 0 | 0.062818 | 0.094197 | 0.12556 | 0.1569 | 0.18822 | 0.21952 | 0.2508 | 0.28206 | 0.3133 | 0.34452 | 0.37573 | 0.40691 | 0.43807 | 0.46922 | 0.50034 | 0.53145 | 0.56253 | 0.5936 | 0.62465 | 0.65567 | 0.68668 | 0.71767 | 0.74864 | 0.77959 | 0.81052 | 0.84143 | 0.87232 | 0.9032 | 0.93405 | 0.96488 | 0.9957 | 1.0265 | 1.0573 | 1.088 | 1.1188 | 1.1495 | 1.1802 | 1.2109 | 1.2415 | 1.2722 | 1.3028 | 1.3334 | 1.364 | 1.3946 | 1.4251 | 1.4556 | 1.4862 | 1.5166 | 1.5471 | 1.5776 | 1.608 | 1.6384 | 1.6688 | 1.6992 | 1.7296 | 1.7599 | 1.7902 | 1.8205 | 1.8508 | 1.8811 | 1.9113 | 1.9416 | 1.9718
| 28 - | Volume of consumption driven by climate change |  | Ml/d | 1 | 0 | 0.086065 | 0.12905 | 0.17226 | 2020-21: 0.21592; 2021-22: 0.25951; 2022-23: 0.30341; 2023-24: 0.34767; 2024-25: 0.39228; 2025-26: 0.43733; 2026-27: 0.4828; 2027-28: 0.529; 2028-29: 0.57571; 2029-30: 0.62294; 2030-31: 0.66884; 2031-32: 0.715; 2032-33: 0.76169; 2033-34: 0.80833; 2034-35: 0.8557; 2035-36: 0.90335; 2036-37: 0.95139; 2037-38: 0.99978; 2038-39: 1.0486; 2039-40: 1.0978; 2040-41: 1.1494; 2041-42: 1.2015; 2042-43: 1.254; 2043-44: 1.3069; 2044-45: 1.3601
PCC and consumption by component | 29BL | Measured Household - PCC | (25BL*1,000,000)/(51BL*1,000) | l/h/d | 1 | 146.9 | 146 | 145.7 | 145.4 | 145.2 | 144.9 | 144.8 | 144.8 | 144.8 | 144.9 | 145.1 | 145.4 | 145.7 | 146 | 145.7 | 145.5 | 145.3 | 145.1 | 144.9 | 144.8 | 144.7 | 144.5 | 144.4 | 144.3 | 144.4 | 144.4 | 144.4 | 144.3 | 144.3 | 144.4 | 144.4 | 144.4 | 144.4 | 144.3 | 144.3 | 144.3 | 144.2 | 144.2 | 144.1 | 144 | 144 | 143.9 | 143.8 | 143.7 | 143.6 | 143.5 | 143.4 | 143.3 | 143.2 | 143.1 | 143 | 142.8 | 142.7 | 142.5 | 142.4 | 142.2 | 142.1 | 141.9 | 141.8 | 141.6 | 141.4 | 141.2 | 141 | 140.8
| 29.1BL | Measured toilet flushing | Input | l/h/d | 1 | 32.0818 | 30.0934 | 29.1856 | 28.3164 | 27.4795 | 26.6715 | 25.9087 | 25.1851 | 24.4859 | 23.8146 | 23.1649 | 22.5478 | 21.9419 | 21.3525 | 21.311 | 21.2731 | 21.237 | 21.2022 | 21.1647 | 21.1286 | 21.1024 | 21.0765 | 21.0493 | 21.0206 | 21.0134 | 21.0023 | 20.9871 | 20.9696 | 20.9478 | 20.9605 | 20.9578 | 20.9541 | 20.9494 | 20.9436 | 20.9369 | 20.9292 | 20.9205 | 20.9109 | 20.9004 | 20.889 | 20.8767 | 20.8635 | 20.8495 | 20.8347 | 20.819 | 20.8025 | 20.7852 | 20.7671 | 20.7482 | 20.7285 | 20.7081 | 20.6869 | 20.665 | 20.6424 | 20.619 | 20.595 | 20.5702 | 20.5447 | 20.5185 | 20.4917 | 20.4642 | 20.436 | 20.4071 | 20.3776
| 29.2BL | Measured personal washing | Input | l/h/d | 1 | 68.9093 | 70.4362 | 71.2314 | 72.0202 | 72.795 | 73.5577 | 74.3663 | 75.217 | 76.0755 | 76.9619 | 77.8635 | 78.8246 | 79.7788 | 80.7498 | 80.6314 | 80.5331 | 80.4452 | 80.3705 | 80.2861 | 80.2115 | 80.178 | 80.1489 | 80.1173 | 80.0825 | 80.1442 | 80.1921 | 80.225 | 80.2502 | 80.2598 | 80.2666 | 80.2206 | 80.1712 | 80.1186 | 80.0628 | 80.0038 | 79.9418 | 79.8768 | 79.8087 | 79.7378 | 79.664 | 79.5873 | 79.5079 | 79.4258 | 79.3409 | 79.2534 | 79.1633 | 79.0706 | 78.9754 | 78.8777 | 78.7775 | 78.6749 | 78.5699 | 78.4625 | 78.3527 | 78.2406 | 78.1262 | 78.0096 | 77.8907 | 77.7695 | 77.6462 | 77.5206 | 77.3929 | 77.2631 | 77.1311
| 29.3BL | Measured clothes washing | Input | l/h/d | 1 | 13.8964 | 13.8477 | 13.8181 | 13.7814 | 13.7359 | 13.6809 | 13.6301 | 13.5834 | 13.5337 | 13.4866 | 13.4393 | 13.4035 | 13.3642 | 13.3257 | 13.2517 | 13.1778 | 13.1047 | 13.0284 | 12.9512 | 12.873 | 12.7998 | 12.7253 | 12.6491 | 12.5709 | 12.5059 | 12.4377 | 12.3659 | 12.2918 | 12.2141 | 12.2452 | 12.264 | 12.2818 | 12.2986 | 12.3145 | 12.3294 | 12.3434 | 12.3565 | 12.3687 | 12.38 | 12.3905 | 12.4001 | 12.4089 | 12.4169 | 12.4241 | 12.4306 | 12.4362 | 12.4411 | 12.4452 | 12.4486 | 12.4513 | 12.4533 | 12.4546 | 12.4551 | 12.455 | 12.4543 | 12.4528 | 12.4507 | 12.448 | 12.4446 | 12.4406 | 12.436 | 12.4307 | 12.4248 | 12.4184
| 29.4BL | Measured dish washing | Input | l/h/d | 1 | 14.531 | 14.421 | 14.3725 | 14.323 | 14.2708 | 14.2158 | 14.1697 | 14.1316 | 14.0948 | 14.0633 | 14.0345 | 14.0171 | 13.9983 | 13.9823 | 13.9653 | 13.951 | 13.9381 | 13.9262 | 13.9126 | 13.9001 | 13.8942 | 13.8887 | 13.8824 | 13.8752 | 13.8831 | 13.8885 | 13.8912 | 13.8924 | 13.8908 | 13.8988 | 13.8967 | 13.8939 | 13.8905 | 13.8864 | 13.8816 | 13.8762 | 13.8702 | 13.8635 | 13.8563 | 13.8484 | 13.84 | 13.831 | 13.8215 | 13.8114 | 13.8007 | 13.7895 | 13.7778 | 13.7656 | 13.7528 | 13.7396 | 13.7258 | 13.7116 | 13.6968 | 13.6816 | 13.6659 | 13.6497 | 13.6331 | 13.616 | 13.5985 | 13.5805 | 13.5621 | 13.5432 | 13.5239 | 13.5041
| 29.5BL | Measured miscellaneous internal use | Input | l/h/d | 1 | 16.0012 | 15.6366 | 15.4822 | 15.3377 | 15.2003 | 15.072 | 14.9625 | 14.8693 | 14.7844 | 14.7107 | 14.6447 | 14.5937 | 14.5449 | 14.5024 | 14.4635 | 14.4297 | 14.3991 | 14.3723 | 14.3445 | 14.3196 | 14.3029 | 14.2877 | 14.2727 | 14.2579 | 14.2657 | 14.2712 | 14.274 | 14.2755 | 14.2742 | 14.2726 | 14.2619 | 14.2507 | 14.239 | 14.2267 | 14.214 | 14.2007 | 14.1869 | 14.1727 | 14.1579 | 14.1427 | 14.1271 | 14.1109 | 14.0944 | 14.0773 | 14.0599 | 14.042 | 14.0237 | 14.005 | 13.9859 | 13.9663 | 13.9464 | 13.9261 | 13.9054 | 13.8842 | 13.8628 | 13.8409 | 13.8186 | 13.796 | 13.773 | 13.7497 | 13.726 | 13.7019 | 13.6775 | 13.6527
| 29.6BL | Measured external use | Input | l/h/d | 1 | 1.4554 | 1.5481 | 1.5936 | 1.6383 | 1.682 | 1.7246 | 1.7677 | 1.8114 | 1.8548 | 1.8986 | 1.9426 | 1.988 | 2.033 | 2.0784 | 2.1211 | 2.1638 | 2.2063 | 2.2485 | 2.2901 | 2.3315 | 2.3736 | 2.4155 | 2.4568 | 2.4976 | 2.5403 | 2.5822 | 2.6232 | 2.6637 | 2.7032 | 2.7437 | 2.782 | 2.8199 | 2.8573 | 2.8942 | 2.9307 | 2.9666 | 3.0021 | 3.0371 | 3.0716 | 3.1056 | 3.1391 | 3.172 | 3.2045 | 3.2365 | 3.2679 | 3.2988 | 3.3292 | 3.3591 | 3.3884 | 3.4173 | 3.4455 | 3.4733 | 3.5005 | 3.5272 | 3.5533 | 3.5789 | 3.6039 | 3.6284 | 3.6523 | 3.6757 | 3.6986 | 3.7209 | 3.7426 | 3.7638
| 30BL | Unmeasured Household - PCC | (26BL*1,000,000)/(52BL*1,000) | l/h/d | 1 | 170.6 | 169.7 | 169.1 | 168.6 | 167.9 | 167.4 | 166.8 | 166.3 | 165.8 | 165.3 | 164.9 | 164.5 | 164.2 | 163.9 | 163.3 | 162.8 | 162.3 | 161.8 | 161.4 | 161 | 160.7 | 160.4 | 160.1 | 159.9 | 160.3 | 160.7 | 161.2 | 161.6 | 162 | 162.6 | 163.1 | 163.7 | 164.2 | 164.8 | 165.3 | 165.9 | 166.4 | 167 | 167.6 | 168.1 | 168.7 | 169.2 | 169.8 | 170.4 | 170.9 | 171.5 | 172.1 | 172.7 | 173.2 | 173.8 | 174.4 | 175 | 175.5 | 176.1 | 176.7 | 177.3 | 177.9 | 178.5 | 179.1 | 179.6 | 180.2 | 180.8 | 181.4 | 182
| 30.1BL | Unmeasured toilet flushing | Input | l/h/d | 1 | 36.5923 | 34.4648 | 33.4036 | 32.3427 | 31.2821 | 30.2363 | 29.205 | 28.1876 | 27.1839 | 26.1934 | 25.2155 | 24.2497 | 23.2955 | 22.3524 | 22.2491 | 22.1512 | 22.0585 | 21.971 | 21.8885 | 21.811 | 21.7383 | 21.6704 | 21.6071 | 21.5482 | 21.5784 | 21.6086 | 21.6387 | 21.6688 | 21.6988 | 21.7645 | 21.8304 | 21.8963 | 21.9624 | 22.0286 | 22.0948 | 22.1612 | 22.2277 | 22.2943 | 22.361 | 22.4277 | 22.4946 | 22.5616 | 22.6288 | 22.696 | 22.7633 | 22.8307 | 22.8983 | 22.9659 | 23.0336 | 23.1015 | 23.1695 | 23.2375 | 23.3057 | 23.374 | 23.4424 | 23.5109 | 23.5795 | 23.6482 | 23.717 | 23.786 | 23.855 | 23.9242 | 23.9935 | 24.0628
| 30.2BL | Unmeasured personal washing | Input | l/h/d | 1 | 83.9089 | 85.535 | 86.3109 | 87.0553 | 87.7662 | 88.4825 | 89.2056 | 89.9366 | 90.6764 | 91.4262 | 92.187 | 92.9595 | 93.7447 | 94.5434 | 94.2624 | 94.0029 | 93.7648 | 93.5478 | 93.3516 | 93.176 | 93.0206 | 92.885 | 92.7687 | 92.6713 | 92.9572 | 93.2438 | 93.5312 | 93.8193 | 94.1082 | 94.3933 | 94.6789 | 94.965 | 95.2515 | 95.5385 | 95.8259 | 96.1137 | 96.402 | 96.6908 | 96.98 | 97.2697 | 97.5598 | 97.8504 | 98.1415 | 98.433 | 98.725 | 99.0174 | 99.3103 | 99.6037 | 99.8975 | 100.1918 | 100.4865 | 100.7818 | 101.0774 | 101.3736 | 101.6702 | 101.9673 | 102.2649 | 102.5629 | 102.8614 | 103.1604 | 103.4599 | 103.7598 | 104.0602 | 104.3611
| 30.3BL | Unmeasured clothes washing | Input | l/h/d | 1 | 12.1534 | 11.9135 | 11.7913 | 11.6669 | 11.5402 | 11.4163 | 11.2953 | 11.1772 | 11.0621 | 10.9499 | 10.8405 | 10.7341 | 10.6305 | 10.5297 | 10.4173 | 10.3076 | 10.2007 | 10.0966 | 9.995 | 9.8959 | 9.7993 | 9.705 | 9.613 | 9.5231 | 9.4724 | 9.4213 | 9.3697 | 9.3178 | 9.2654 | 9.2935 | 9.3216 | 9.3498 | 9.378 | 9.4063 | 9.4346 | 9.4629 | 9.4913 | 9.5197 | 9.5482 | 9.5767 | 9.6053 | 9.6339 | 9.6625 | 9.6912 | 9.72 | 9.7488 | 9.7776 | 9.8065 | 9.8354 | 9.8644 | 9.8934 | 9.9225 | 9.9516 | 9.9808 | 10.01 | 10.0392 | 10.0685 | 10.0979 | 10.1272 | 10.1567 | 10.1862 | 10.2157 | 10.2453 | 10.2749
| 30.4BL | Unmeasured dish washing | Input | l/h/d | 1 | 17.0242 | 16.8651 | 16.7812 | 16.6934 | 16.6013 | 16.5125 | 16.427 | 16.345 | 16.2665 | 16.1914 | 16.12 | 16.0522 | 15.988 | 15.9273 | 15.8712 | 15.8187 | 15.7699 | 15.7246 | 15.6829 | 15.6447 | 15.6099 | 15.5784 | 15.5502 | 15.5253 | 15.5644 | 15.6037 | 15.6431 | 15.6825 | 15.722 | 15.7696 | 15.8173 | 15.8651 | 15.913 | 15.9609 | 16.0089 | 16.057 | 16.1052 | 16.1534 | 16.2017 | 16.2501 | 16.2986 | 16.3471 | 16.3958 | 16.4445 | 16.4932 | 16.5421 | 16.591 | 16.64 | 16.6891 | 16.7383 | 16.7875 | 16.8369 | 16.8863 | 16.9357 | 16.9853 | 17.0349 | 17.0846 | 17.1344 | 17.1843 | 17.2342 | 17.2843 | 17.3344 | 17.3846 | 17.4348
| 30.5BL | Unmeasured miscellaneous internal use | Input | l/h/d | 1 | 19.6143 | 19.4524 | 19.3664 | 19.2757 | 19.18 | 19.0879 | 18.9996 | 18.9152 | 18.8347 | 18.7583 | 18.6859 | 18.6176 | 18.5534 | 18.4933 | 18.4383 | 18.3876 | 18.341 | 18.2985 | 18.2602 | 18.2258 | 18.1954 | 18.1689 | 18.1461 | 18.1271 | 18.183 | 18.2391 | 18.2953 | 18.3517 | 18.4082 | 18.4639 | 18.5198 | 18.5758 | 18.6318 | 18.6879 | 18.7442 | 18.8005 | 18.8569 | 18.9133 | 18.9699 | 19.0266 | 19.0833 | 19.1402 | 19.1971 | 19.2541 | 19.3112 | 19.3684 | 19.4257 | 19.4831 | 19.5406 | 19.5982 | 19.6558 | 19.7136 | 19.7714 | 19.8293 | 19.8873 | 19.9455 | 20.0037 | 20.062 | 20.1204 | 20.1788 | 20.2374 | 20.2961 | 20.3548 | 20.4137
| 30.6BL | Unmeasured external use | Input | l/h/d | 1 | 1.3421 | 1.438 | 1.4855 | 1.5324 | 1.5787 | 1.6251 | 1.6717 | 1.7184 | 1.7654 | 1.8126 | 1.86 | 1.9078 | 1.956 | 2.0045 | 2.0523 | 2.1003 | 2.1486 | 2.1974 | 2.2465 | 2.296 | 2.346 | 2.3964 | 2.4473 | 2.4988 | 2.5608 | 2.6233 | 2.6863 | 2.7498 | 2.8138 | 2.8794 | 2.9455 | 3.0122 | 3.0796 | 3.1475 | 3.2159 | 3.285 | 3.3547 | 3.425 | 3.4958 | 3.5673 | 3.6394 | 3.7121 | 3.7854 | 3.8593 | 3.9339 | 4.009 | 4.0848 | 4.1612 | 4.2383 | 4.316 | 4.3943 | 4.4732 | 4.5528 | 4.6331 | 4.7139 | 4.7955 | 4.8777 | 4.9605 | 5.0441 | 5.1282 | 5.2131 | 5.2986 | 5.3848 | 5.4716
| 31BL | Average Household - PCC | ((25BL+26BL)*1,000,000))/(51BL+52BL*1,000) | l/h/d | 1 | 159.773 | 157.5843 | 156.5584 | 155.5456 | 154.5405 | 153.6051 | 152.8089 | 152.1465 | 151.5705 | 151.1036 | 150.725 | 150.4926 | 150.3112 | 150.2096 | 149.6398 | 149.1266 | 148.6548 | 148.2243 | 147.8016 | 147.4121 | 147.1034 | 146.8177 | 146.5426 | 146.2752 | 146.356 | 146.4129 | 146.444 | 146.4604 | 146.4501 | 146.5862 | 146.6335 | 146.6741 | 146.708 | 146.7355 | 146.7566 | 146.7713 | 146.7799 | 146.7823 | 146.7787 | 146.7691 | 146.7537 | 146.7324 | 146.7055 | 146.6728 | 146.6347 | 146.591 | 146.5419 | 146.4873 | 146.4275 | 146.3624 | 146.2922 | 146.2167 | 146.1362 | 146.0507 | 145.9601 | 145.8646 | 145.7642 | 145.659 | 145.549 | 145.4341 | 145.3146 | 145.1904 | 145.0615 | 144.928
| 32BL | Water Taken Unbilled | Input | Ml/d | 2 | 1.74 | 1.74 | 1.74 | 1.74 | 1.74 | 1.74 | 1.74 | 1.74 | 1.74 | 1.74 | 1.74 | 1.74 | 1.74 | 1.74 | 1.74 | 1.74 | 1.74 | 1.74 | 1.74 | 1.74 | 1.74 | 1.74 | 1.74 | 1.74 | 1.74 | 1.74 | 1.74 | 1.74 | 1.74 | 1.74 | 1.74 | 1.74 | 1.74 | 1.74 | 1.74 | 1.74 | 1.74 | 1.74 | 1.74 | 1.74 | 1.74 | 1.74 | 1.74 | 1.74 | 1.74 | 1.74 | 1.74 | 1.74 | 1.74 | 1.74 | 1.74 | 1.74 | 1.74 | 1.74 | 1.74 | 1.74 | 1.74 | 1.74 | 1.74 | 1.74 | 1.74 | 1.74 | 1.74 | 1.74
| 33BL | Distribution System Operational Use | Input | Ml/d | 2 | 2.64 | 2.64 | 2.64 | 2.64 | 2.64 | 2.64 | 2.64 | 2.64 | 2.64 | 2.64 | 2.64 | 2.64 | 2.64 | 2.64 | 2.64 | 2.64 | 2.64 | 2.64 | 2.64 | 2.64 | 2.64 | 2.64 | 2.64 | 2.64 | 2.64 | 2.64 | 2.64 | 2.64 | 2.64 | 2.64 | 2.64 | 2.64 | 2.64 | 2.64 | 2.64 | 2.64 | 2.64 | 2.64 | 2.64 | 2.64 | 2.64 | 2.64 | 2.64 | 2.64 | 2.64 | 2.64 | 2.64 | 2.64 | 2.64 | 2.64 | 2.64 | 2.64 | 2.64 | 2.64 | 2.64 | 2.64 | 2.64 | 2.64 | 2.64 | 2.64 | 2.64 | 2.64 | 2.64 | 2.64
Leakage | 34BL | Measured Non Household - USPL | Input | Ml/d | 2 | 0.26 | 0.26 | 0.26 | 0.26 | 0.26452 | 0.26452 | 0.26452 | 0.26452 | 0.26452 | 0.26452 | 0.26452 | 0.26452 | 0.26452 | 0.26452 | 0.26452 | 0.26452 | 0.26452 | 0.26452 | 0.26452 | 0.26452 | 0.26452 | 0.26452 | 0.26452 | 0.26452 | 0.26452 | 0.26452 | 0.26452 | 0.26452 | 0.26452 | 0.26452 | 0.26452 | 0.26452 | 0.26452 | 0.26452 | 0.26452 | 0.26452 | 0.26452 | 0.26452 | 0.26452 | 0.26452 | 0.26452 | 0.26452 | 0.26452 | 0.26452 | 0.26452 | 0.26452 | 0.26452 | 0.26452 | 0.26452 | 0.26452 | 0.26452 | 0.26452 | 0.26452 | 0.26452 | 0.26452 | 0.26452 | 0.26452 | 0.26452 | 0.26452 | 0.26452 | 0.26452 | 0.26452 | 0.26452 | 0.26452
| 35BL | Unmeasured Non Household - USPL | Input | Ml/d | 2 | 0.07244 | 0.07 | 0.07 | 0.07 | 0.07244 | 0.07244 | 0.07244 | 0.07244 | 0.07244 | 0.07244 | 0.07244 | 0.07244 | 0.07244 | 0.07244 | 0.07244 | 0.07244 | 0.07244 | 0.07244 | 0.07244 | 0.07244 | 0.07244 | 0.07244 | 0.07244 | 0.07244 | 0.07244 | 0.07244 | 0.07244 | 0.07244 | 0.07244 | 0.07244 | 0.07244 | 0.07244 | 0.07244 | 0.07244 | 0.07244 | 0.07244 | 0.07244 | 0.07244 | 0.07244 | 0.07244 | 0.07244 | 0.07244 | 0.07244 | 0.07244 | 0.07244 | 0.07244 | 0.07244 | 0.07244 | 0.07244 | 0.07244 | 0.07244 | 0.07244 | 0.07244 | 0.07244 | 0.07244 | 0.07244 | 0.07244 | 0.07244 | 0.07244 | 0.07244 | 0.07244 | 0.07244 | 0.07244 | 0.07244
| 36BL | Measured Household - USPL | Input | Ml/d | 2 | 2.6796 | 3.0369 | 3.218 | 3.4013 | 3.5857 | 3.7631 | 3.935 | 4.1017 | 4.2617 | 4.4168 | 4.5659 | 4.7138 | 4.8564 | 4.9939 | 5.1273 | 5.2567 | 5.3853 | 5.5064 | 5.629 | 5.748 | 5.8648 | 5.9792 | 6.0917 | 6.2026 | 6.2697 | 6.3376 | 6.4059 | 6.4744 | 6.5431 | 6.6121 | 6.6723 | 6.7325 | 6.7928 | 6.853 | 6.9132 | 6.9735 | 7.0337 | 7.0939 | 7.1542 | 7.2144 | 7.2746 | 7.3349 | 7.3951 | 7.4553 | 7.5156 | 7.5758 | 7.636 | 7.6963 | 7.7565 | 7.8167 | 7.877 | 7.9372 | 7.9974 | 8.0577 | 8.1179 | 8.1781 | 8.2384 | 8.2986 | 8.3588 | 8.4191 | 8.4793 | 8.5395 | 8.5998 | 8.66
| 37BL | Unmeasured Household - USPL | Input | Ml/d | 2 | 5.4172 | 4.8996 | 4.6436 | 4.3876 | 4.1316 | 3.8905 | 3.6635 | 3.4497 | 3.2485 | 3.0589 | 2.8804 | 2.7124 | 2.5541 | 2.4051 | 2.2648 | 2.1326 | 2.0082 | 1.891 | 1.7807 | 1.6768 | 1.579 | 1.4868 | 1.4001 | 1.3184 | 1.3184 | 1.3184 | 1.3184 | 1.3184 | 1.3184 | 1.3184 | 1.3184 | 1.3184 | 1.3184 | 1.3184 | 1.3184 | 1.3184 | 1.3184 | 1.3184 | 1.3184 | 1.3184 | 1.3184 | 1.3184 | 1.3184 | 1.3184 | 1.3184 | 1.3184 | 1.3184 | 1.3184 | 1.3184 | 1.3184 | 1.3184 | 1.3184 | 1.3184 | 1.3184 | 1.3184 | 1.3184 | 1.3184 | 1.3184 | 1.3184 | 1.3184 | 1.3184 | 1.3184 | 1.3184 | 1.3184
| 38BL | Void Properties - USPL | Input | Ml/d | 2 | 0.13 | 0.13 | 0.13 | 0.13 | 0.13 | 0.13 | 0.13 | 0.13 | 0.13 | 0.13 | 0.13 | 0.13 | 0.13 | 0.13 | 0.13 | 0.13 | 0.13 | 0.13 | 0.13 | 0.13 | 0.13 | 0.13 | 0.13 | 0.13 | 0.13 | 0.13 | 0.13 | 0.13 | 0.13 | 0.13 | 0.13 | 0.13 | 0.13 | 0.13 | 0.13 | 0.13 | 0.13 | 0.13 | 0.13 | 0.13 | 0.13 | 0.13 | 0.13 | 0.13 | 0.13 | 0.13 | 0.13 | 0.13 | 0.13 | 0.13 | 0.13 | 0.13 | 0.13 | 0.13 | 0.13 | 0.13 | 0.13 | 0.13 | 0.13 | 0.13 | 0.13 | 0.13 | 0.13 | 0.13
| 39BL | Distribution Losses | Input | Ml/d | 2 | 15.74 | 16.03 | 16 | 15.7511 | 15.8158 | 15.8795 | 15.9345 | 15.9816 | 16.0229 | 16.0574 | 16.0867 | 16.1068 | 16.1225 | 16.1341 | 16.141 | 16.1437 | 16.1396 | 16.1356 | 16.1234 | 16.1083 | 16.0893 | 16.067 | 16.0412 | 16.0121 | 15.945 | 15.877 | 15.8088 | 15.7403 | 15.6715 | 15.6026 | 15.5423 | 15.4821 | 15.4219 | 15.3616 | 15.3014 | 15.2412 | 15.1809 | 15.1207 | 15.0605 | 15.0002 | 14.94 | 14.8798 | 14.8196 | 14.7593 | 14.6991 | 14.6389 | 14.5786 | 14.5184 | 14.4582 | 14.3979 | 14.3377 | 14.2775 | 14.2172 | 14.157 | 14.0968 | 14.0365 | 13.9763 | 13.9161 | 13.8558 | 13.7956 | 13.7354 | 13.6751 | 13.6149 | 13.5547
| 40BL | Total Leakage | sum(34BL:39BL) | Ml/d | 2 | 24.2993 | 24.4265 | 24.3216 | 24 | 24 | 24 | 24 | 24 | 24 | 24 | 24 | 24 | 24 | 24 | 24 | 24 | 24 | 24 | 24 | 24 | 24 | 24 | 24 | 24 | 24 | 24 | 24 | 24 | 24 | 24 | 24 | 24 | 24 | 24 | 24 | 24 | 24 | 24 | 24 | 24 | 24 | 24 | 24 | 24 | 24 | 24 | 24 | 24 | 24 | 24 | 24 | 24 | 24 | 24 | 24 | 24 | 24 | 24 | 24 | 24 | 24 | 24 | 24 | 24
| 41BL | Total Leakage | (40BL*1,000,000)/(48BL*1,000) | l/prop/d | 2 | 84.7667 | 83.687 | 82.6956 | 80.9233 | 80.2263 | 79.5222 | 78.7962 | 78.053 | 77.3209 | 76.576 | 75.845 | 75.0697 | 74.3035 | 73.5499 | 72.7967 | 72.0469 | 71.2701 | 70.5392 | 69.7668 | 69.0032 | 68.2349 | 67.4714 | 66.7065 | 65.9398 | 65.3657 | 64.7966 | 64.2346 | 63.6787 | 63.1317 | 62.5909 | 62.1295 | 61.6717 | 61.2206 | 60.776 | 60.3378 | 59.9075 | 59.4817 | 59.0619 | 58.648 | 58.2399 | 57.8375 | 57.4405 | 57.049 | 56.6627 | 56.2817 | 55.9057 | 55.5348 | 55.1687 | 54.8074 | 54.4508 | 54.0989 | 53.7502 | 53.4072 | 53.0686 | 52.7342 | 52.404 | 52.0779 | 51.7547 | 51.4367 | 51.1225 | 50.8121 | 50.5055 | 50.2015 | 49.9021
Customer: Properties | 42BL | Measured non-households - properties | Input (total, excluding voids) | 000's | 2 | 13.25 | 13.17 | 13.29 | 13.32 | 13.35 | 13.38 | 13.41 | 13.44 | 13.47 | 13.5 | 13.52 | 13.55 | 13.58 | 13.61 | 13.64 | 13.67 | 13.7 | 13.73 | 13.76 | 13.79 | 13.82 | 13.85 | 13.88 | 13.91 | 13.94 | 13.97 | 14 | 14.03 | 14.06 | 14.09 | 14.12 | 14.15 | 14.18 | 14.21 | 14.24 | 14.27 | 14.3 | 14.33 | 14.36 | 14.39 | 14.42 | 14.45 | 14.48 | 14.51 | 14.54 | 14.57 | 14.6 | 14.63 | 14.66 | 14.69 | 14.72 | 14.75 | 14.78 | 14.81 | 14.84 | 14.87 | 14.9 | 14.93 | 14.96 | 14.99 | 15.02 | 15.06 | 15.06 | 15.06
| 43BL | Unmeasured non-households - properties | Input (total, excluding voids) | 000's | 2 | 1.81 | 1.8 | 1.77 | 1.74 | 1.71 | 1.68 | 1.65 | 1.62 | 1.59 | 1.57 | 1.54 | 1.51 | 1.48 | 1.45 | 1.42 | 1.39 | 1.36 | 1.33 | 1.3 | 1.27 | 1.24 | 1.21 | 1.18 | 1.15 | 1.12 | 1.09 | 1.06 | 1.03 | 1 | 0.97 | 0.94 | 0.91 | 0.88 | 0.85 | 0.82 | 0.79 | 0.76 | 0.73 | 0.7 | 0.67 | 0.64 | 0.61 | 0.58 | 0.55 | 0.52 | 0.49 | 0.46 | 0.43 | 0.4 | 0.37 | 0.34 | 0.31 | 0.28 | 0.25 | 0.22 | 0.19 | 0.16 | 0.13 | 0.1 | 0.07 | 0.04 | 0 | 0 | 0
| 44BL | All void non-households - properties | Input (voids in each year) | 000's | 2 | 1.71 | 1.85 | 1.66 | 1.66 | 1.66 | 1.66 | 1.66 | 1.66 | 1.66 | 1.66 | 1.66 | 1.66 | 1.66 | 1.66 | 1.66 | 1.66 | 1.66 | 1.66 | 1.66 | 1.66 | 1.66 | 1.66 | 1.66 | 1.66 | 1.66 | 1.66 | 1.66 | 1.66 | 1.66 | 1.66 | 1.66 | 1.66 | 1.66 | 1.66 | 1.66 | 1.66 | 1.66 | 1.66 | 1.66 | 1.66 | 1.66 | 1.66 | 1.66 | 1.66 | 1.66 | 1.66 | 1.66 | 1.66 | 1.66 | 1.66 | 1.66 | 1.66 | 1.66 | 1.66 | 1.66 | 1.66 | 1.66 | 1.66 | 1.66 | 1.66 | 1.66 | 1.66 | 1.66 | 1.66
| 45BL | Total measured households - properties (excl void) | Pre-plan year = input. Forecast years = Previous year 45BL + sum(45.1BL:45.6BL) | 000's | 2 | 128.02 | 145.0905 | 153.7406 | 162.4983 | 171.3048 | 179.7802 | 187.9959 | 195.9597 | 203.6033 | 211.011 | 218.1338 | 225.2033 | 232.0164 | 238.5818 | 244.956 | 251.1405 | 257.2823 | 263.0705 | 268.9259 | 274.6099 | 280.1923 | 285.6557 | 291.0328 | 296.3284 | 299.5353 | 302.7802 | 306.0405 | 309.3127 | 312.5979 | 315.8925 | 318.7701 | 321.6478 | 324.5254 | 327.403 | 330.2806 | 333.1582 | 336.0359 | 338.9135 | 341.7911 | 344.6687 | 347.5463 | 350.424 | 353.3016 | 356.1792 | 359.0568 | 361.9344 | 364.8121 | 367.6897 | 370.5673 | 373.4449 | 376.3225 | 379.2002 | 382.0778 | 384.9554 | 387.833 | 390.7106 | 393.5883 | 396.4659 | 399.3435 | 402.2211 | 405.0987 | 407.9764 | 410.854 | 413.7316
| 45.1BL | New build properties - properties | Input (new builds in each year) | 000's | 2 | 1.068 | 2.1391 | 2.2501 | 2.3577 | 2.4065 | 2.4489 | 2.5407 | 2.6199 | 2.6115 | 2.6693 | 2.6608 | 2.8679 | 2.8566 | 2.8398 | 2.8659 | 2.8809 | 3.031 | 2.859 | 3.097 | 3.0865 | 3.1365 | 3.1602 | 3.2083 | 3.2533 | 3.2069 | 3.2449 | 3.2603 | 3.2722 | 3.2852 | 3.2946 | 2.8776 | 2.8776 | 2.8776 | 2.8776 | 2.8776 | 2.8776 | 2.8776 | 2.8776 | 2.8776 | 2.8776 | 2.8776 | 2.8776 | 2.8776 | 2.8776 | 2.8776 | 2.8776 | 2.8776 | 2.8776 | 2.8776 | 2.8776 | 2.8776 | 2.8776 | 2.8776 | 2.8776 | 2.8776 | 2.8776 | 2.8776 | 2.8776 | 2.8776 | 2.8776 | 2.8776 | 2.8776 | 2.8776 | 2.8776
| 45.2BL | Meter optants - properties | Input (meter optants in each year) | 000's | 2 | 3.38 | 4.0648 | 4.0648 | 4.0648 | 4.0648 | 3.8276 | 3.6043 | 3.394 | 3.196 | 3.0095 | 2.8339 | 2.6686 | 2.5129 | 2.3662 | 2.2282 | 2.0982 | 1.9758 | 1.8605 | 1.7519 | 1.6497 | 1.5534 | 1.4628 | 1.3775 | 1.2971 | 0 | 0 | 0 | 0 | 0 | 0 | 0 | 0 | 0 | 0 | 0 | 0 | 0 | 0 | 0 | 0 | 0 | 0 | 0 | 0 | 0 | 0 | 0 | 0 | 0 | 0 | 0 | 0 | 0 | 0 | 0 | 0 | 0 | 0 | 0 | 0 | 0 | 0 | 0 | 0
| 45.3BL | Compulsory metering - properties | Input (compulsory meters in each year) | 000's | 2
| 45.4BL | Metering on change of occupancy - properties | Input (change of occupancy meters in each year) | 000's | 2 | 2.953 | 2.3352 | 2.3352 | 2.3352 | 2.3352 | 2.1989 | 2.0706 | 1.9498 | 1.8361 | 1.7289 | 1.6281 | 1.5331 | 1.4436 | 1.3594 | 1.2801 | 1.2054 | 1.135 | 1.0688 | 1.0065 | 0.94773 | 0.89244 | 0.84037 | 0.79133 | 0.74516 | 0 | 0 | 0 | 0 | 0 | 0 | 0 | 0 | 0 | 0 | 0 | 0 | 0 | 0 | 0 | 0 | 0 | 0 | 0 | 0 | 0 | 0 | 0 | 0 | 0 | 0 | 0 | 0 | 0 | 0 | 0 | 0 | 0 | 0 | 0 | 0 | 0 | 0 | 0 | 0
| 45.5BL | Selective metering - properties | Input (selective meters in each year) | 000's | 2
| 45.6BL | Other changes to existing metering - properties | Input (other changes to meters in each year) | 000's | 2 | 0 | 0 | 0 | 0 | 0 | 0 | 0 | 0 | 0 | 0 | 0 | 0 | 0 | 0 | 0 | 0 | 0 | 0 | 0 | 0 | 0 | 0 | 0 | 0 | 0 | 0 | 0 | 0 | 0 | 0 | 0 | 0 | 0 | 0 | 0 | 0 | 0 | 0 | 0 | 0 | 0 | 0 | 0 | 0 | 0 | 0 | 0 | 0 | 0 | 0 | 0 | 0 | 0 | 0 | 0 | 0 | 0 | 0 | 0 | 0 | 0 | 0 | 0 | 0
| 45.7BL | Measured void households - properties | Input (voids in each year) | 000's | 2 | 3.62 | 4.43 | 4.68 | 4.95 | 5.26 | 5.58 | 5.93 | 6.3 | 6.69 | 7.1 | 7.54 | 8.01 | 8.5 | 9.03 | 9.59 | 10.18 | 10.82 | 11.49 | 12.2 | 12.95 | 13.76 | 14.61 | 15.51 | 16.47 | 16.47 | 16.47 | 16.47 | 16.47 | 16.47 | 16.47 | 16.47 | 16.47 | 16.47 | 16.47 | 16.47 | 16.47 | 16.47 | 16.47 | 16.47 | 16.47 | 16.47 | 16.47 | 16.47 | 16.47 | 16.47 | 16.47 | 16.47 | 16.47 | 16.47 | 16.47 | 16.47 | 16.47 | 16.47 | 16.47 | 16.47 | 16.47 | 16.47 | 16.47 | 16.47 | 16.47 | 16.47 | 16.47 | 16.47 | 16.47
| 46BL | Unmeasured households - properties (excl void) | Input (total) | 000's | 2 | 135.431 | 122.489 | 116.089 | 109.689 | 103.289 | 97.2624 | 91.5875 | 86.2436 | 81.2116 | 76.4732 | 72.0112 | 67.8096 | 63.8531 | 60.1275 | 56.6192 | 53.3157 | 50.2049 | 47.2756 | 44.5172 | 41.9198 | 39.4739 | 37.1707 | 35.0019 | 32.9597 | 32.9597 | 32.9597 | 32.9597 | 32.9597 | 32.9597 | 32.9597 | 32.9597 | 32.9597 | 32.9597 | 32.9597 | 32.9597 | 32.9597 | 32.9597 | 32.9597 | 32.9597 | 32.9597 | 32.9597 | 32.9597 | 32.9597 | 32.9597 | 32.9597 | 32.9597 | 32.9597 | 32.9597 | 32.9597 | 32.9597 | 32.9597 | 32.9597 | 32.9597 | 32.9597 | 32.9597 | 32.9597 | 32.9597 | 32.9597 | 32.9597 | 32.9597 | 32.9597 | 32.9597 | 32.9597 | 32.9597
| 47BL | Unmeasured void households - properties | Input (voids in each year) | 000's | 2 | 2.82 | 3.05 | 2.88 | 2.72 | 2.58 | 2.46 | 2.35 | 2.26 | 2.17 | 2.1 | 2.03 | 1.96 | 1.91 | 1.85 | 1.8 | 1.76 | 1.72 | 1.68 | 1.64 | 1.61 | 1.58 | 1.55 | 1.52 | 1.49 | 1.48 | 1.46 | 1.44 | 1.43 | 1.41 | 1.4 | 1.37 | 1.36 | 1.35 | 1.34 | 1.33 | 1.31 | 1.3 | 1.29 | 1.28 | 1.27 | 1.26 | 1.25 | 1.24 | 1.23 | 1.22 | 1.21 | 1.2 | 1.19 | 1.18 | 1.17 | 1.16 | 1.16 | 1.15 | 1.14 | 1.13 | 1.12 | 1.11 | 1.11 | 1.1 | 1.09 | 1.08 | 1.07 | 1.07 | 1.06
| 48BL | Total Resource Zone Properties (incl voids) | SUM(42BL:45BL)+45.7BL+46BL+47BL | 000's | 2 | 286.661 | 291.8795 | 294.1096 | 296.5773 | 299.1538 | 301.8027 | 304.5834 | 307.4833 | 310.3949 | 313.4142 | 316.435 | 319.7029 | 322.9995 | 326.3093 | 329.6852 | 333.1162 | 336.7472 | 340.2361 | 344.0032 | 347.8097 | 351.7262 | 355.7064 | 359.7848 | 363.9681 | 367.165 | 370.3899 | 373.6302 | 376.8924 | 380.1576 | 383.4422 | 386.2898 | 389.1574 | 392.0251 | 394.8927 | 397.7603 | 400.6179 | 403.4855 | 406.3532 | 409.2208 | 412.0884 | 414.956 | 417.8236 | 420.6913 | 423.5589 | 426.4265 | 429.2941 | 432.1617 | 435.0294 | 437.897 | 440.7646 | 443.6322 | 446.5098 | 449.3775 | 452.2451 | 455.1127 | 457.9803 | 460.8479 | 463.7256 | 466.5932 | 469.4608 | 472.3284 | 475.196 | 478.0737 | 480.9413
Customer: Population | 49BL | Measured Non Household - Population | Input (total) | 000's | 2 | 11.96 | 11.9 | 12.0084 | 12.0355 | 12.0626 | 12.0897 | 12.1169 | 12.144 | 12.1711 | 12.1982 | 12.2162 | 12.2434 | 12.2705 | 12.2976 | 12.3247 | 12.3518 | 12.3789 | 12.406 | 12.4331 | 12.4602 | 12.4873 | 12.5144 | 12.5415 | 12.5686 | 12.5957 | 12.6229 | 12.65 | 12.6771 | 12.7042 | 12.7313 | 12.7584 | 12.7855 | 12.8126 | 12.8397 | 12.8668 | 12.8939 | 12.921 | 12.9481 | 12.9752 | 13.0024 | 13.0295 | 13.0566 | 13.0837 | 13.1108 | 13.1379 | 13.165 | 13.1921 | 13.2192 | 13.2463 | 13.2734 | 13.3005 | 13.3276 | 13.3547 | 13.3819 | 13.409 | 13.4361 | 13.4632 | 13.4903 | 13.5174 | 13.5445 | 13.5716 | 13.6077 | 13.6077 | 13.6077
| 50BL | Unmeasured Non Household - Population | Input (total) | 000's | 2 | 0.95 | 0.94 | 0.92433 | 0.90867 | 0.893 | 0.87733 | 0.86167 | 0.846 | 0.83033 | 0.81989 | 0.80422 | 0.78856 | 0.77289 | 0.75722 | 0.74156 | 0.72589 | 0.71022 | 0.69456 | 0.67889 | 0.66322 | 0.64756 | 0.63189 | 0.61622 | 0.60056 | 0.58489 | 0.56922 | 0.55356 | 0.53789 | 0.52222 | 0.50656 | 0.49089 | 0.47522 | 0.45956 | 0.44389 | 0.42822 | 0.41256 | 0.39689 | 0.38122 | 0.36556 | 0.34989 | 0.33422 | 0.31856 | 0.30289 | 0.28722 | 0.27156 | 0.25589 | 0.24022 | 0.22456 | 0.20889 | 0.19322 | 0.17756 | 0.16189 | 0.14622 | 0.13056 | 0.11489 | 0.099222 | 0.083556 | 0.067889 | 0.052222 | 0.036556 | 0.020889 | 0 | 0 | 0
| 51BL | Measured Household - Population | Input (total) | 000's | 2 | 312.9066 | 354.4804 | 375.5663 | 397.0445 | 418.8217 | 440.0044 | 460.3901 | 479.9774 | 498.7961 | 516.8925 | 534.2187 | 550.9873 | 567.1716 | 582.6195 | 597.477 | 611.7115 | 625.719 | 638.7649 | 651.9781 | 664.6599 | 676.6975 | 688.3465 | 699.7372 | 710.8869 | 716.0252 | 721.2844 | 726.6263 | 731.9815 | 737.4236 | 742.8794 | 747.872 | 752.8363 | 757.7723 | 762.6799 | 767.5593 | 772.4103 | 777.2329 | 782.0272 | 786.7932 | 791.5309 | 796.2402 | 800.9212 | 805.5739 | 810.1983 | 814.7943 | 819.362 | 823.9013 | 828.4123 | 832.895 | 837.3494 | 841.7754 | 846.1731 | 850.5425 | 854.8835 | 859.1962 | 863.4806 | 867.7366 | 871.9643 | 876.1637 | 880.3348 | 884.4775 | 888.5919 | 892.6779 | 896.7357
| 52BL | Unmeasured Household - Population | Input (total) | 000's | 2 | 371.5497 | 340.3055 | 324.6525 | 308.8561 | 292.9074 | 277.7333 | 263.2966 | 249.5623 | 236.4972 | 224.0701 | 212.2513 | 201.0128 | 190.3278 | 180.1711 | 170.5186 | 161.3473 | 152.6353 | 144.3616 | 136.5063 | 129.0503 | 121.9752 | 115.2635 | 108.8983 | 102.8635 | 102.7581 | 102.6526 | 102.5471 | 102.4417 | 102.3362 | 102.2308 | 102.1253 | 102.0198 | 101.9144 | 101.8089 | 101.7035 | 101.598 | 101.4925 | 101.3871 | 101.2816 | 101.1761 | 101.0707 | 100.9652 | 100.8598 | 100.7543 | 100.6488 | 100.5434 | 100.4379 | 100.3324 | 100.227 | 100.1215 | 100.0161 | 99.9106 | 99.8051 | 99.6997 | 99.5942 | 99.4888 | 99.3833 | 99.2778 | 99.1724 | 99.0669 | 98.9614 | 98.856 | 98.7505 | 98.6451
| 53BL | Total Resource Zone Population | Sum(49BL:52BL) | 000's | 2 | 697.3663 | 707.6259 | 713.1516 | 718.8448 | 724.6848 | 730.7048 | 736.6653 | 742.5297 | 748.2948 | 753.9807 | 759.4905 | 765.0319 | 770.5428 | 775.8455 | 781.0619 | 786.1365 | 791.4434 | 796.2271 | 801.5964 | 806.8336 | 811.8076 | 816.7563 | 821.7932 | 826.9196 | 831.9639 | 837.129 | 842.3769 | 847.6382 | 852.9863 | 858.3479 | 863.2466 | 868.1169 | 872.9588 | 877.7725 | 882.5578 | 887.3147 | 892.0434 | 896.7437 | 901.4156 | 906.0593 | 910.6746 | 915.2616 | 919.8202 | 924.3506 | 928.8526 | 933.3262 | 937.7715 | 942.1885 | 946.5772 | 950.9376 | 955.2696 | 959.5732 | 963.8486 | 968.0956 | 972.3143 | 976.5046 | 980.6667 | 984.8003 | 988.9057 | 992.9827 | 997.0314 | 1001.0556 | 1005.0362 | 1008.9885
Occupancy | 54BL | Measured Household - Occupancy Rate (average) (excl voids) | 51BL/45BL | h/prop | 1 | 2.4442 | 2.4432 | 2.4429 | 2.4434 | 2.4449 | 2.4475 | 2.4489 | 2.4494 | 2.4498 | 2.4496 | 2.449 | 2.4466 | 2.4445 | 2.442 | 2.4391 | 2.4357 | 2.432 | 2.4281 | 2.4244 | 2.4204 | 2.4151 | 2.4097 | 2.4043 | 2.399 | 2.3905 | 2.3822 | 2.3743 | 2.3665 | 2.359 | 2.3517 | 2.3461 | 2.3406 | 2.335 | 2.3295 | 2.324 | 2.3184 | 2.3129 | 2.3075 | 2.302 | 2.2965 | 2.291 | 2.2856 | 2.2801 | 2.2747 | 2.2693 | 2.2638 | 2.2584 | 2.253 | 2.2476 | 2.2422 | 2.2368 | 2.2315 | 2.2261 | 2.2207 | 2.2154 | 2.21 | 2.2047 | 2.1993 | 2.194 | 2.1887 | 2.1834 | 2.178 | 2.1727 | 2.1674
| 55BL | Unmeasured Household - Occupancy Rate | 52BL/46BL | h/prop | 1 | 2.7435 | 2.7783 | 2.7966 | 2.8157 | 2.8358 | 2.8555 | 2.8748 | 2.8937 | 2.9121 | 2.93 | 2.9475 | 2.9644 | 2.9807 | 2.9965 | 3.0117 | 3.0263 | 3.0402 | 3.0536 | 3.0664 | 3.0785 | 3.09 | 3.1009 | 3.1112 | 3.1209 | 3.1177 | 3.1145 | 3.1113 | 3.1081 | 3.1049 | 3.1017 | 3.0985 | 3.0953 | 3.0921 | 3.0889 | 3.0857 | 3.0825 | 3.0793 | 3.0761 | 3.0729 | 3.0697 | 3.0665 | 3.0633 | 3.0601 | 3.0569 | 3.0537 | 3.0505 | 3.0473 | 3.0441 | 3.0409 | 3.0377 | 3.0345 | 3.0313 | 3.0281 | 3.0249 | 3.0217 | 3.0185 | 3.0153 | 3.0121 | 3.0089 | 3.0057 | 3.0025 | 2.9993 | 2.9961 | 2.9929
Metering | 56BL | Total Household Metering penetration (excl. voids) | 45BL/45BL+46BL | % | 0 | 48.59% | 54.22% | 56.98% | 59.7% | 62.38% | 64.89% | 67.24% | 69.44% | 71.49% | 73.4% | 75.18% | 76.86% | 78.42% | 79.87% | 81.23% | 82.49% | 83.67% | 84.77% | 85.8% | 86.76% | 87.65% | 88.49% | 89.26% | 89.99% | 90.09% | 90.18% | 90.28% | 90.37% | 90.46% | 90.55% | 90.63% | 90.71% | 90.78% | 90.85% | 90.93% | 91% | 91.07% | 91.14% | 91.2% | 91.27% | 91.34% | 91.4% | 91.47% | 91.53% | 91.59% | 91.65% | 91.71% | 91.77% | 91.83% | 91.89% | 91.95% | 92% | 92.06% | 92.11% | 92.17% | 92.22% | 92.27% | 92.32% | 92.38% | 92.43% | 92.48% | 92.53% | 92.57% | 92.62%
| 57BL | Total Household Metering penetration (incl. voids) | 45BL/(45BL+45.7BL+46BL+47BL) | % | 0 | 47.43% | 52.75% | 55.42% | 58.06% | 60.65% | 63.06% | 65.31% | 67.39% | 69.33% | 71.12% | 72.78% | 74.33% | 75.75% | 77.06% | 78.27% | 79.38% | 80.39% | 81.32% | 82.17% | 82.94% | 83.64% | 84.27% | 84.83% | 85.34% | 85.47% | 85.61% | 85.75% | 85.88% | 86.01% | 86.14% | 86.25% | 86.36% | 86.47% | 86.58% | 86.68% | 86.78% | 86.88% | 86.98% | 87.08% | 87.18% | 87.27% | 87.36% | 87.46% | 87.55% | 87.64% | 87.73% | 87.81% | 87.9% | 87.98% | 88.07% | 88.15% | 88.23% | 88.31% | 88.39% | 88.47% | 88.54% | 88.62% | 88.69% | 88.77% | 88.84% | 88.91% | 88.99% | 89.05% | 89.12%
|  | Company: | SES Water
|  | Resource Zone Name: | SES
|  | Resource Zone Number: | 1
|  | Planning Scenario Name: | Dry Year Annual Average
|  | Chosen Level of Service: | 1 in 10 year TUB, 1 in 20 year NEUB

## 4. BL SDB
Table 4: Baseline supply demand balance
| Row ref | Component | Derivation | Unit | Decimal places | 2015/16 | For info 2017-18 | For info 2018-19 | For info 2019-20 | 2020-21 | 2021-22 | 2022-23 | 2023-24 | 2024-25 | 2025-26 | 2026-27 | 2027-28 | 2028-29 | 2029-30 | 2030-31 | 2031-32 | 2032-33 | 2033-34 | 2034-35 | 2035-36 | 2036-37 | 2037-38 | 2038-39 | 2039-40 | 2040-41 | 2041-42 | 2042-43 | 2043-44 | 2044-45 | 2045-46 | 2046-47 | 2047-48 | 2048-49 | 2049-50 | 2050-51 | 2051-52 | 2052-53 | 2053-54 | 2054-55 | 2055-56 | 2056-57 | 2057-58 | 2058-59 | 2059-60 | 2060-61 | 2061-62 | 2062-63 | 2063-64 | 2064-65 | 2065-66 | 2066-67 | 2067-68 | 2068-69 | 2069-70 | 2070-71 | 2071-72 | 2072-73 | 2073-74 | 2074-75 | 2075-76 | 2076-77 | 2077-78 | 2078-79 | 2079-80
SDB | 11BL | Distribution input | 19BL+20BL+21BL+22BL+32BL+33BL+38BL+39BL | Ml/d | 2 | 165.5716 | 165.8139 | 165.6967 | 165.5797 | 166.0023 | 166.2586 | 166.5952 | 167.0053 | 167.4562 | 167.9684 | 168.517 | 169.1747 | 169.8638 | 170.5805 | 170.9236 | 171.2834 | 171.7047 | 172.0758 | 172.5354 | 172.9975 | 173.4812 | 173.9766 | 174.4907 | 175.0213 | 175.8223 | 176.6221 | 177.4132 | 178.1943 | 178.9657 | 179.8643 | 180.6209 | 181.3681 | 182.1058 | 182.8341 | 183.5529 | 184.2622 | 184.9621 | 185.6524 | 186.3333 | 187.0047 | 187.6665 | 188.3188 | 188.9616 | 189.5949 | 190.2186 | 190.8327 | 191.4372 | 192.0322 | 192.6176 | 193.1934 | 193.7596 | 194.3161 | 194.8631 | 195.4004 | 195.928 | 196.446 | 196.9544 | 197.453 | 197.942 | 198.4213 | 198.8909 | 199.3508 | 199.8009 | 200.2414
| 12BL | Water Available For Use (own sources) | (7BL+8BL)-(9BL+10BL) | Ml/d | 2 | 195.449 | 195.289 | 195.219 | 195.139 | 195.059 | 194.989 | 194.909 | 194.829 | 194.759 | 194.679 | 194.609 | 194.529 | 194.449 | 194.379 | 194.299 | 194.219 | 194.149 | 194.069 | 193.989 | 193.919 | 193.839 | 193.769 | 193.689 | 193.609 | 193.539 | 193.459 | 193.379 | 193.309 | 193.229 | 193.149 | 193.079 | 192.999 | 192.929 | 192.849 | 192.769 | 192.699 | 192.619 | 192.539 | 192.469 | 192.389 | 192.309 | 192.239 | 192.159 | 192.089 | 192.009 | 191.929 | 191.859 | 191.779 | 191.699 | 191.629 | 191.549 | 191.469 | 191.399 | 191.319 | 191.249 | 191.169 | 191.089 | 191.019 | 190.939 | 190.859 | 190.789 | 190.709 | 190.629 | 190.559
| 13BL | Total Water Available For Use | 12BL+(2BL+3BL)-(5BL+6BL) | Ml/d | 2 | 195.449 | 195.289 | 195.219 | 195.139 | 195.059 | 194.989 | 194.909 | 194.829 | 194.759 | 194.679 | 194.609 | 194.529 | 194.449 | 194.379 | 194.299 | 194.219 | 194.149 | 194.069 | 193.989 | 191.419 | 191.339 | 191.269 | 191.189 | 191.109 | 191.039 | 190.959 | 190.879 | 190.809 | 190.729 | 190.649 | 190.579 | 190.499 | 190.429 | 190.349 | 190.269 | 190.199 | 190.119 | 190.039 | 189.969 | 189.889 | 189.809 | 189.739 | 189.659 | 189.589 | 189.509 | 189.429 | 189.359 | 189.279 | 189.199 | 189.129 | 189.049 | 188.969 | 188.899 | 188.819 | 188.749 | 188.669 | 188.589 | 188.519 | 188.439 | 188.359 | 188.289 | 188.209 | 188.129 | 188.059
| 14BL | Target headroom (climate change component) | Input | Ml/d | 2 | 1.18 | 1.23 | 1.29 | 1.32 | 1.37 | 1.41 | 1.46 | 1.51 | 1.55 | 1.59 | 1.64 | 1.68 | 1.73 | 1.77 | 1.81 | 1.86 | 1.9 | 1.95 | 2 | 2.04 | 2.06 | 2.08 | 2.1 | 2.11 | 2.13 | 2.15 | 2.17 | 2.19 | 2.21 | 2.23 | 2.25 | 2.26 | 2.28 | 2.3 | 2.32 | 2.34 | 2.36 | 2.38 | 2.39 | 2.41 | 2.43 | 2.45 | 2.46 | 2.47 | 2.48 | 2.49 | 2.5 | 2.51 | 2.52 | 2.53 | 2.54 | 2.55 | 2.57 | 2.58 | 2.59 | 2.6 | 2.61 | 2.62 | 2.63 | 2.64 | 2.65 | 2.66 | 2.67 | 2.68
| 15BL | Target headroom (All other components) | Input | Ml/d | 2 | 7.05 | 7.08 | 7.24 | 7.1 | 6.95 | 6.86 | 6.96 | 7.02 | 6.93 | 7.05 | 6.95 | 7.06 | 7.08 | 7.1 | 7.08 | 7.17 | 7.27 | 7.21 | 7.35 | 7.41 | 7.44 | 7.47 | 7.5 | 7.52 | 7.55 | 7.58 | 7.61 | 7.64 | 7.67 | 7.7 | 7.73 | 7.75 | 7.78 | 7.81 | 7.84 | 7.87 | 7.9 | 7.93 | 7.95 | 7.98 | 8.01 | 8.04 | 8.1 | 8.17 | 8.23 | 8.29 | 8.36 | 8.42 | 8.48 | 8.55 | 8.61 | 8.67 | 8.73 | 8.8 | 8.86 | 8.92 | 8.99 | 9.05 | 9.11 | 9.18 | 9.24 | 9.3 | 9.37 | 9.43
| 16BL | Target Headroom | 14BL+15BL | Ml/d | 2 | 8.23 | 8.31 | 8.53 | 8.42 | 8.32 | 8.27 | 8.42 | 8.53 | 8.48 | 8.64 | 8.59 | 8.74 | 8.81 | 8.87 | 8.89 | 9.03 | 9.17 | 9.16 | 9.35 | 9.45 | 9.5 | 9.55 | 9.6 | 9.63 | 9.68 | 9.73 | 9.78 | 9.83 | 9.88 | 9.93 | 9.98 | 10.01 | 10.06 | 10.11 | 10.16 | 10.21 | 10.26 | 10.31 | 10.34 | 10.39 | 10.44 | 10.49 | 10.56 | 10.64 | 10.71 | 10.78 | 10.86 | 10.93 | 11 | 11.08 | 11.15 | 11.22 | 11.3 | 11.38 | 11.45 | 11.52 | 11.6 | 11.67 | 11.74 | 11.82 | 11.89 | 11.96 | 12.04 | 12.11
| 17BL | Available Headroom | 13BL-11BL | Ml/d | 2 | 29.8774 | 29.4751 | 29.5223 | 29.5593 | 29.0567 | 28.7304 | 28.3138 | 27.8237 | 27.3028 | 26.7106 | 26.092 | 25.3543 | 24.5852 | 23.7985 | 23.3754 | 22.9356 | 22.4443 | 21.9932 | 21.4536 | 18.4215 | 17.8578 | 17.2924 | 16.6983 | 16.0877 | 15.2167 | 14.3369 | 13.4658 | 12.6147 | 11.7633 | 10.7847 | 9.9581 | 9.1309 | 8.3232 | 7.5149 | 6.7161 | 5.9368 | 5.1569 | 4.3866 | 3.6357 | 2.8843 | 2.1425 | 1.4202 | 0.69738 | -0.0058629 | -0.70955 | -1.4037 | -2.0782 | -2.7532 | -3.4186 | -4.0644 | -4.7106 | -5.3471 | -5.9641 | -6.5814 | -7.179 | -7.777 | -8.3654 | -8.934 | -9.503 | -10.0623 | -10.6019 | -11.1418 | -11.6719 | -12.1824
| 18BL | Supply Demand Balance | 17BL-16BL | Ml/d | 2 | 21.6474 | 21.1651 | 20.9923 | 21.1393 | 20.7367 | 20.4604 | 19.8938 | 19.2937 | 18.8228 | 18.0706 | 17.502 | 16.6143 | 15.7752 | 14.9285 | 14.4854 | 13.9056 | 13.2743 | 12.8332 | 12.1036 | 8.9715 | 8.3578 | 7.7424 | 7.0983 | 6.4577 | 5.5367 | 4.6069 | 3.6858 | 2.7847 | 1.8833 | 0.85466 | -0.021935 | -0.87909 | -1.7368 | -2.5951 | -3.4439 | -4.2732 | -5.1031 | -5.9234 | -6.7043 | -7.5057 | -8.2975 | -9.0698 | -9.8626 | -10.6459 | -11.4196 | -12.1837 | -12.9382 | -13.6832 | -14.4186 | -15.1444 | -15.8606 | -16.5671 | -17.2641 | -17.9614 | -18.629 | -19.297 | -19.9654 | -20.604 | -21.243 | -21.8823 | -22.4919 | -23.1018 | -23.7119 | -24.2924
|  | Company: | SES Water
|  | Resource Zone Name: | SES
|  | Resource Zone Number: | 1
|  | Planning Scenario Name: | Dry Year Annual Average
|  | Chosen Level of Service: | 1 in 10 year TUB, 1 in 20 year NEUB
README

## 5. Feasible Options
Table 5: Feasible options detailed costs | [18 empty] | ENTER DISCOUNT RATE % |  |  |  | 3.5% | 3.5% | 3.5% | 3.5% | 3.5% | 3.5% | 3.5% | 3.5% | 3.5% | 3.5% | 3.5% | 3.5% | 3.5% | 3.5% | 3.5% | 3.5% | 3.5% | 3.5% | 3.5% | 3.5% | 3.5% | 3.5% | 3.5% | 3.5% | 3.5% | 3.5% | 3.5% | 3.5% | 3.5% | 3% | 3% | 3% | 3% | 3% | 3% | 3% | 3% | 3% | 3% | 3% | 3% | 3% | 3% | 3% | 3% | 3% | 3% | 3% | 3% | 3% | 3% | 3% | 3% | 3% | 3% | 3% | 3% | 3% | 3% | 3% | 3% | 3% | 3% | 3% | 3% | 3% | 3% | 3% | 3% | 3% | 3% | 3% | 3% | 3% | 2.5% | 2.5% | 2.5% | 2.5% | 2.5% | 2.5% | 2.5% | 2.5% | 2.5% | 2.5% | 2.5% | 2.5% | 2.5% | 2.5% | 2.5% | 2.5% | 2.5% | 2.5% | 2.5% | 2.5% | 2.5% | 2.5% | 2.5% | 2.5% | 2.5% | 2.5% | 2.5% | 2.5% | 2.5%
Detail the gains in WAFU / savings in demand, and the costs of feasible options under capacity use scenario | [18 empty] | ENTER DISCOUNT PERIOD (YRS) | 80 |  | 1 | 0.96618 | 0.93351 | 0.90194 | 0.87144 | 0.84197 | 0.8135 | 0.78599 | 0.75941 | 0.73373 | 0.70892 | 0.68495 | 0.66178 | 0.6394 | 0.61778 | 0.59689 | 0.57671 | 0.5572 | 0.53836 | 0.52016 | 0.50257 | 0.48557 | 0.46915 | 0.45329 | 0.43796 | 0.42315 | 0.40884 | 0.39501 | 0.38165 | 0.36875 | 0.35801 | 0.34758 | 0.33746 | 0.32763 | 0.31809 | 0.30882 | 0.29983 | 0.29109 | 0.28261 | 0.27438 | 0.26639 | 0.25863 | 0.2511 | 0.24379 | 0.23669 | 0.22979 | 0.2231 | 0.2166 | 0.21029 | 0.20417 | 0.19822 | 0.19245 | 0.18684 | 0.1814 | 0.17612 | 0.17099 | 0.16601 | 0.16117 | 0.15648 | 0.15192 | 0.14749 | 0.1432 | 0.13903 | 0.13498 | 0.13105 | 0.12723 | 0.12352 | 0.11993 | 0.11643 | 0.11304 | 0.10975 | 0.10655 | 0.10345 | 0.10044 | 0.097511 | 0.095133 | 0.092813 | 0.090549 | 0.08834 | 0.086186 | Note: If option costs are required from beyond year 80 then the NPV calculation formula must be amended manually to cover the extended period
[22 empty] | 1 | 2 | 3 | 4 | 5 | 6 | 7 | 8 | 9 | 10 | 11 | 12 | 13 | 14 | 15 | 16 | 17 | 18 | 19 | 20 | 21 | 22 | 23 | 24 | 25 | 26 | 27 | 28 | 29 | 30 | 31 | 32 | 33 | 34 | 35 | 36 | 37 | 38 | 39 | 40 | 41 | 42 | 43 | 44 | 45 | 46 | 47 | 48 | 49 | 50 | 51 | 52 | 53 | 54 | 55 | 56 | 57 | 58 | 59 | 60 | 61 | 62 | 63 | 64 | 65 | 66 | 67 | 68 | 69 | 70 | 71 | 72 | 73 | 74 | 75 | 76 | 77 | 78 | 79 | 80 | 81 | 82 | 83 | 84 | 85 | 86 | 87 | 88 | 89 | 90 | 91 | 92 | 93 | 94 | 95 | 96 | 97 | 98 | 99 | 100 | 101 | 102 | 103 | 104
Row ref | Option name | Option reference no. | Type of option | Preferred Option (Y/N) | Earliest potential option start date (Year) | Costs based on capacity | WAFU on full implementation (Ml/d) | NPV of WAFU (Ml) | CAPEX NPV (£000) | OPEX NPV (£000) | NPV of opex savings (£000) | NPV of carbon (£000) | Social & Env. NPV (£000) | TOTAL NPV (£000) | AIC (p/m3) | AISC (p/m3) | Scope confidence (score 1 to 5) | Cost confidence (score 1 to 5) | Cost component | Derivation | Unit | Year 1 | Year 2 | Year 3 | Year 4 | Year 5 | Year 6 | Year 7 | Year 8 | Year 9 | Year 10 | Year 11 | Year 12 | Year 13 | Year 14 | Year 15 | Year 16 | Year 17 | Year 18 | Year 19 | Year 20 | Year 21 | Year 22 | Year 23 | Year 24 | Year 25 | Year 26 | Year 27 | Year 28 | Year 29 | Year 30 | Year 31 | Year 32 | Year 33 | Year 34 | Year 35 | Year 36 | Year 37 | Year 38 | Year 39 | Year 40 | Year 41 | Year 42 | Year 43 | Year 44 | Year 45 | Year 46 | Year 47 | Year 48 | Year 49 | Year 50 | Year 51 | Year 52 | Year 53 | Year 54 | Year 55 | Year 56 | Year 57 | Year 58 | Year 59 | Year 60 | Year 61 | Year 62 | Year 63 | Year 64 | Year 65 | Year 66 | Year 67 | Year 68 | Year 69 | Year 70 | Year 71 | Year 72 | Year 73 | Year 74 | Year 75 | Year 76 | Year 77 | Year 78 | Year 79 | Year 80 | Year 81 | Year 82 | Year 83 | Year 84 | Year 85 | Year 86 | Year 87 | Year 88 | Year 89 | Year 90 | Year 91 | Year 92 | Year 93 | Year 94 | Year 95 | Year 96 | Year 97 | Year 98 | Year 99 | Year 100 | Year 101 | Year 102 | Year 103 | Year 104
58a | RESOURCE SIDE | bar: 1 to 80
58.1a | Options to increase raw water abstractions | [17 empty] | Total Mld for SDB component |  |  | 0 | 0 | 0 | 0 | 0 | 0 | 0 | 0 | 0 | 0 | 0 | 0 | 0 | 0 | 0 | 0 | 0 | 0 | 0 | 0 | 0 | 0 | 0 | 0 | 0 | 0 | 0 | 0 | 0 | 0 | 0 | 0 | 0 | 0 | 0 | 0 | 0 | 0 | 0 | 0 | 0 | 0 | 0 | 0 | 0 | 0 | 0 | 0 | 0 | 0 | 0 | 0 | 0 | 0 | 0 | 0 | 0 | 0 | 0 | 0 | 0 | 0 | 0 | 0 | 0 | 0 | 0 | 0 | 0 | 0 | 0 | 0 | 0 | 0 | 0 | 0 | 0 | 0 | 0 | 0 | 0 | 0 | 0 | 0 | 0 | 0 | 0 | 0 | 0 | 0 | 0 | 0 | 0 | 0 | 0 | 0 | 0 | 0 | 0 | 0 | 0 | 0 | 0 | 0
58.1x | SESW-RTR-N8: Pipeline linking Pains Hill, Duckpit Wood and Chalk Pit Lane to existing treatment works at Westwood and Godstone | SESW-RTR-N8 | Bulk Supply | N | 2020 | Capacity | 4.77 | 49672.1871 | 4125.685 | 14285.636 | 0 | 3317 | 1405.4595 | 23133.7805 | 37.0657 | 46.5729 |  |  | Gains in WAFU / Savings in demand | Input | Ml/d | 4.77 | 4.77 | 4.77 | 4.77 | 4.77 | 4.77 | 4.77 | 4.77 | 4.77 | 4.77 | 4.77 | 4.77 | 4.77 | 4.77 | 4.77 | 4.77 | 4.77 | 4.77 | 4.77 | 4.77 | 4.77 | 4.77 | 4.77 | 4.77 | 4.77 | 4.77 | 4.77 | 4.77 | 4.77 | 4.77 | 4.77 | 4.77 | 4.77 | 4.77 | 4.77 | 4.77 | 4.77 | 4.77 | 4.77 | 4.77 | 4.77 | 4.77 | 4.77 | 4.77 | 4.77 | 4.77 | 4.77 | 4.77 | 4.77 | 4.77 | 4.77 | 4.77 | 4.77 | 4.77 | 4.77 | 4.77 | 4.77 | 4.77 | 4.77 | 4.77 | 4.77 | 4.77 | 4.77 | 4.77 | 4.77 | 4.77 | 4.77 | 4.77 | 4.77 | 4.77 | 4.77 | 4.77 | 4.77 | 4.77 | 4.77 | 4.77 | 4.77 | 4.77 | 4.77 | 4.77 | 0 | 0 | 0 | 0 | 0 | 0 | 0 | 0 | 0 | 0 | 0 | 0 | 0 | 0 | 0 | 0 | 0 | 0 | 0 | 0 | 0 | 0 | 0 | 0
[19 empty] | Fixed capex | Input | £000s | 300 | 300 | 300 | 300 | 300 | 300 | 300 | 300 | 300 | 300 | 0 | 0 | 0 | 0 | 0 | 0 | 0 | 0 | 0 | 0 | 0 | 0 | 0 | 0 | 0 | 0 | 0 | 0 | 0 | 0 | 0 | 0 | 0 | 0 | 0 | 0 | 0 | 0 | 0 | 0 | 0 | 0 | 0 | 0 | 0 | 0 | 0 | 0 | 0 | 0 | 0 | 0 | 0 | 0 | 0 | 0 | 0 | 0 | 0 | 0 | 0 | 0 | 0 | 0 | 0 | 0 | 0 | 0 | 0 | 0 | 0 | 0 | 0 | 0 | 0 | 0 | 0 | 0 | 0 | 0 | 0 | 0 | 0 | 0 | 0 | 0 | 0 | 0 | 0 | 0 | 0 | 0 | 0 | 0 | 0 | 0 | 0 | 0 | 0 | 0 | 0 | 0 | 0 | 0
[19 empty] | Variable capex | Input | £000s | 0 | 0 | 0 | 0 | 0 | 0 | 0 | 0 | 0 | 0 | 0 | 0 | 0 | 0 | 0 | 0 | 0 | 0 | 0 | 0 | 0 | 0 | 0 | 0 | 0 | 0 | 0 | 0 | 0 | 0 | 0 | 0 | 0 | 0 | 0 | 0 | 0 | 0 | 0 | 0 | 0 | 0 | 0 | 0 | 0 | 0 | 0 | 0 | 0 | 0 | 0 | 0 | 0 | 0 | 0 | 0 | 0 | 0 | 0 | 0 | 0 | 0 | 0 | 0 | 0 | 0 | 0 | 0 | 0 | 0 | 0 | 0 | 0 | 0 | 0 | 0 | 0 | 0 | 0 | 0 | 0 | 0 | 0 | 0 | 0 | 0 | 0 | 0 | 0 | 0 | 0 | 0 | 0 | 0 | 0 | 0 | 0 | 0 | 0 | 0 | 0 | 0 | 0 | 0
[19 empty] | Financing costs | Input | £000s | -155.3914 | -155.3914 | -155.3914 | -155.3914 | -155.3914 | -155.3914 | -155.3914 | -155.3914 | -155.3914 | -155.3914 | 144.6086 | 144.6086 | 144.6086 | 144.6086 | 144.6086 | 144.6086 | 144.6086 | 144.6086 | 144.6086 | 144.6086 | 144.6086 | 144.6086 | 144.6086 | 144.6086 | 144.6086 | 144.6086 | 144.6086 | 144.6086 | 144.6086 | 144.6086 | 144.6086 | 144.6086 | 144.6086 | 144.6086 | 144.6086 | 144.6086 | 144.6086 | 144.6086 | 144.6086 | 144.6086 | 144.6086 | 144.6086 | 144.6086 | 144.6086 | 144.6086 | 144.6086 | 144.6086 | 144.6086 | 144.6086 | 144.6086 | 144.6086 | 144.6086 | 144.6086 | 144.6086 | 144.6086 | 144.6086 | 144.6086 | 144.6086 | 144.6086 | 144.6086 | 144.6086 | 144.6086 | 144.6086 | 144.6086 | 144.6086 | 144.6086 | 144.6086 | 144.6086 | 144.6086 | 144.6086 | 144.6086 | 144.6086 | 144.6086 | 144.6086 | 144.6086 | 144.6086 | 144.6086 | 144.6086 | 144.6086 | 144.6086
[19 empty] | Fixed opex | Input | £000s | 48.05 | 48.05 | 48.05 | 48.05 | 48.05 | 48.05 | 48.05 | 48.05 | 48.05 | 48.05 | 48.05 | 48.05 | 48.05 | 48.05 | 48.05 | 48.05 | 48.05 | 48.05 | 48.05 | 48.05 | 48.05 | 48.05 | 48.05 | 48.05 | 48.05 | 48.05 | 48.05 | 48.05 | 48.05 | 48.05 | 48.05 | 48.05 | 48.05 | 48.05 | 48.05 | 48.05 | 48.05 | 48.05 | 48.05 | 48.05 | 48.05 | 48.05 | 48.05 | 48.05 | 48.05 | 48.05 | 48.05 | 48.05 | 48.05 | 48.05 | 48.05 | 48.05 | 48.05 | 48.05 | 48.05 | 48.05 | 48.05 | 48.05 | 48.05 | 48.05 | 48.05 | 48.05 | 48.05 | 48.05 | 48.05 | 48.05 | 48.05 | 48.05 | 48.05 | 48.05 | 48.05 | 48.05 | 48.05 | 48.05 | 48.05 | 48.05 | 48.05 | 48.05 | 48.05 | 48.05 | 0 | 0 | 0 | 0 | 0 | 0 | 0 | 0 | 0 | 0 | 0 | 0 | 0 | 0 | 0 | 0 | 0 | 0 | 0 | 0 | 0 | 0 | 0 | 0
[19 empty] | Variable opex | Input | £000s | 452.673 | 452.673 | 452.673 | 452.673 | 452.673 | 452.673 | 452.673 | 452.673 | 452.673 | 452.673 | 452.673 | 452.673 | 452.673 | 452.673 | 452.673 | 452.673 | 452.673 | 452.673 | 452.673 | 452.673 | 452.673 | 452.673 | 452.673 | 452.673 | 452.673 | 452.673 | 452.673 | 452.673 | 452.673 | 452.673 | 452.673 | 452.673 | 452.673 | 452.673 | 452.673 | 452.673 | 452.673 | 452.673 | 452.673 | 452.673 | 452.673 | 452.673 | 452.673 | 452.673 | 452.673 | 452.673 | 452.673 | 452.673 | 452.673 | 452.673 | 452.673 | 452.673 | 452.673 | 452.673 | 452.673 | 452.673 | 452.673 | 452.673 | 452.673 | 452.673 | 452.673 | 452.673 | 452.673 | 452.673 | 452.673 | 452.673 | 452.673 | 452.673 | 452.673 | 452.673 | 452.673 | 452.673 | 452.673 | 452.673 | 452.673 | 452.673 | 452.673 | 452.673 | 452.673 | 452.673 | 0 | 0 | 0 | 0 | 0 | 0 | 0 | 0 | 0 | 0 | 0 | 0 | 0 | 0 | 0 | 0 | 0 | 0 | 0 | 0 | 0 | 0 | 0 | 0
[19 empty] | Opex savings | Input | £000s | 0 | 0 | 0 | 0 | 0 | 0 | 0 | 0 | 0 | 0 | 0 | 0 | 0 | 0 | 0 | 0 | 0 | 0 | 0 | 0 | 0 | 0 | 0 | 0 | 0 | 0 | 0 | 0 | 0 | 0 | 0 | 0 | 0 | 0 | 0 | 0 | 0 | 0 | 0 | 0 | 0 | 0 | 0 | 0 | 0 | 0 | 0 | 0 | 0 | 0 | 0 | 0 | 0 | 0 | 0 | 0 | 0 | 0 | 0 | 0 | 0 | 0 | 0 | 0 | 0 | 0 | 0 | 0 | 0 | 0 | 0 | 0 | 0 | 0 | 0 | 0 | 0 | 0 | 0 | 0 | 0 | 0 | 0 | 0 | 0 | 0 | 0 | 0 | 0 | 0 | 0 | 0 | 0 | 0 | 0 | 0 | 0 | 0 | 0 | 0 | 0 | 0 | 0 | 0
[19 empty] | Fixed env & social | Input | £000s | 571.3 | 30.3 | 30.3 | 30.3 | 30.3 | 30.3 | 30.3 | 30.3 | 30.3 | 30.3 | 30.3 | 30.3 | 30.3 | 30.3 | 30.3 | 30.3 | 30.3 | 30.3 | 30.3 | 30.3 | 30.3 | 30.3 | 30.3 | 30.3 | 30.3 | 30.3 | 30.3 | 30.3 | 30.3 | 30.3 | 30.3 | 30.3 | 30.3 | 30.3 | 30.3 | 30.3 | 30.3 | 30.3 | 30.3 | 30.3 | 30.3 | 30.3 | 30.3 | 30.3 | 30.3 | 30.3 | 30.3 | 30.3 | 30.3 | 30.3 | 30.3 | 30.3 | 30.3 | 30.3 | 30.3 | 30.3 | 30.3 | 30.3 | 30.3 | 30.3 | 30.3 | 30.3 | 30.3 | 30.3 | 30.3 | 30.3 | 30.3 | 30.3 | 30.3 | 30.3 | 30.3 | 30.3 | 30.3 | 30.3 | 30.3 | 30.3 | 30.3 | 30.3 | 30.3 | 30.3 | 0 | 0 | 0 | 0 | 0 | 0 | 0 | 0 | 0 | 0 | 0 | 0 | 0 | 0 | 0 | 0 | 0 | 0 | 0 | 0 | 0 | 0 | 0 | 0
[19 empty] | Variable env & social | Input | £000s | 0 | 0 | 0 | 0 | 0 | 0 | 0 | 0 | 0 | 0 | 0 | 0 | 0 | 0 | 0 | 0 | 0 | 0 | 0 | 0 | 0 | 0 | 0 | 0 | 0 | 0 | 0 | 0 | 0 | 0 | 0 | 0 | 0 | 0 | 0 | 0 | 0 | 0 | 0 | 0 | 0 | 0 | 0 | 0 | 0 | 0 | 0 | 0 | 0 | 0 | 0 | 0 | 0 | 0 | 0 | 0 | 0 | 0 | 0 | 0 | 0 | 0 | 0 | 0 | 0 | 0 | 0 | 0 | 0 | 0 | 0 | 0 | 0 | 0 | 0 | 0 | 0 | 0 | 0 | 0 | 0 | 0 | 0 | 0 | 0 | 0 | 0 | 0 | 0 | 0 | 0 | 0 | 0 | 0 | 0 | 0 | 0 | 0 | 0 | 0 | 0 | 0 | 0 | 0
[19 empty] | Fixed carbon costs | Input | £000s | 3317 | 9.2e-09 | 9.2e-09 | 9.2e-09 | 9.2e-09 | 9.2e-09 | 9.2e-09 | 9.2e-09 | 9.2e-09 | 9.2e-09 | 9.2e-09 | 9.2e-09 | 9.2e-09 | 9.2e-09 | 9.2e-09 | 9.2e-09 | 9.2e-09 | 9.2e-09 | 9.2e-09 | 9.2e-09 | 9.2e-09 | 9.2e-09 | 9.2e-09 | 9.2e-09 | 9.2e-09 | 9.2e-09 | 9.2e-09 | 9.2e-09 | 9.2e-09 | 9.2e-09 | 9.2e-09 | 9.2e-09 | 9.2e-09 | 9.2e-09 | 9.2e-09 | 9.2e-09 | 9.2e-09 | 9.2e-09 | 9.2e-09 | 9.2e-09 | 9.2e-09 | 9.2e-09 | 9.2e-09 | 9.2e-09 | 9.2e-09 | 9.2e-09 | 9.2e-09 | 9.2e-09 | 9.2e-09 | 9.2e-09 | 9.2e-09 | 9.2e-09 | 9.2e-09 | 9.2e-09 | 9.2e-09 | 9.2e-09 | 9.2e-09 | 9.2e-09 | 9.2e-09 | 9.2e-09 | 9.2e-09 | 9.2e-09 | 9.2e-09 | 9.2e-09 | 9.2e-09 | 9.2e-09 | 9.2e-09 | 9.2e-09 | 9.2e-09 | 9.2e-09 | 9.2e-09 | 9.2e-09 | 9.2e-09 | 9.2e-09 | 9.2e-09 | 9.2e-09 | 9.2e-09 | 9.2e-09 | 9.2e-09 | 9.2e-09 | 0 | 0 | 0 | 0 | 0 | 0 | 0 | 0 | 0 | 0 | 0 | 0 | 0 | 0 | 0 | 0 | 0 | 0 | 0 | 0 | 0 | 0 | 0 | 0
[19 empty] | Variable carbon costs | Input | £000s | 0 | 0 | 0 | 0 | 0 | 0 | 0 | 0 | 0 | 0 | 0 | 0 | 0 | 0 | 0 | 0 | 0 | 0 | 0 | 0 | 0 | 0 | 0 | 0 | 0 | 0 | 0 | 0 | 0 | 0 | 0 | 0 | 0 | 0 | 0 | 0 | 0 | 0 | 0 | 0 | 0 | 0 | 0 | 0 | 0 | 0 | 0 | 0 | 0 | 0 | 0 | 0 | 0 | 0 | 0 | 0 | 0 | 0 | 0 | 0 | 0 | 0 | 0 | 0 | 0 | 0 | 0 | 0 | 0 | 0 | 0 | 0 | 0 | 0 | 0 | 0 | 0 | 0 | 0 | 0 | 0 | 0 | 0 | 0 | 0 | 0 | 0 | 0 | 0 | 0 | 0 | 0 | 0 | 0 | 0 | 0 | 0 | 0 | 0 | 0 | 0 | 0 | 0 | 0
[19 empty] | Customer willingness to pay | Input | £000s | 0 | 0 | 0 | 0 | 0 | 0 | 0 | 0 | 0 | 0 | 0 | 0 | 0 | 0 | 0 | 0 | 0 | 0 | 0 | 0 | 0 | 0 | 0 | 0 | 0 | 0 | 0 | 0 | 0 | 0 | 0 | 0 | 0 | 0 | 0 | 0 | 0 | 0 | 0 | 0 | 0 | 0 | 0 | 0 | 0 | 0 | 0 | 0 | 0 | 0 | 0 | 0 | 0 | 0 | 0 | 0 | 0 | 0 | 0 | 0 | 0 | 0 | 0 | 0 | 0 | 0 | 0 | 0 | 0 | 0 | 0 | 0 | 0 | 0 | 0 | 0 | 0 | 0 | 0 | 0 | 0 | 0 | 0 | 0 | 0 | 0 | 0 | 0 | 0 | 0 | 0 | 0 | 0 | 0 | 0 | 0 | 0 | 0 | 0 | 0 | 0 | 0 | 0 | 0
[19 empty] | Total | Sum of above (excl WAFU) | £000s | 4533.6316 | 675.6316 | 675.6316 | 675.6316 | 675.6316 | 675.6316 | 675.6316 | 675.6316 | 675.6316 | 675.6316 | 675.6316 | 675.6316 | 675.6316 | 675.6316 | 675.6316 | 675.6316 | 675.6316 | 675.6316 | 675.6316 | 675.6316 | 675.6316 | 675.6316 | 675.6316 | 675.6316 | 675.6316 | 675.6316 | 675.6316 | 675.6316 | 675.6316 | 675.6316 | 675.6316 | 675.6316 | 675.6316 | 675.6316 | 675.6316 | 675.6316 | 675.6316 | 675.6316 | 675.6316 | 675.6316 | 675.6316 | 675.6316 | 675.6316 | 675.6316 | 675.6316 | 675.6316 | 675.6316 | 675.6316 | 675.6316 | 675.6316 | 675.6316 | 675.6316 | 675.6316 | 675.6316 | 675.6316 | 675.6316 | 675.6316 | 675.6316 | 675.6316 | 675.6316 | 675.6316 | 675.6316 | 675.6316 | 675.6316 | 675.6316 | 675.6316 | 675.6316 | 675.6316 | 675.6316 | 675.6316 | 675.6316 | 675.6316 | 675.6316 | 675.6316 | 675.6316 | 675.6316 | 675.6316 | 675.6316 | 675.6316 | 675.6316 | 0 | 0 | 0 | 0 | 0 | 0 | 0 | 0 | 0 | 0 | 0 | 0 | 0 | 0 | 0 | 0 | 0 | 0 | 0 | 0 | 0 | 0 | 0 | 0
58.1x | SESW-RTR-R13R: 12Ml/d transfer from Langley Park/North Looe Reservoirs to Buckland-reserve | SESW-RTR-R13R | Bulk Supply | N | 2030 | Capacity | 0 | 0 | 0 | 0 | 0 | 7.2466e-09 | 513.5403 | 513.5403 | #DIV/0! | #DIV/0! |  |  | Gains in WAFU / Savings in demand | Input | Ml/d | 0 | 0 | 0 | 0 | 0 | 0 | 0 | 0 | 0 | 0 | 0 | 0 | 0 | 0 | 0 | 0 | 0 | 0 | 0 | 0 | 0 | 0 | 0 | 0 | 0 | 0 | 0 | 0 | 0 | 0 | 0 | 0 | 0 | 0 | 0 | 0 | 0 | 0 | 0 | 0 | 0 | 0 | 0 | 0 | 0 | 0 | 0 | 0 | 0 | 0 | 0 | 0 | 0 | 0 | 0 | 0 | 0 | 0 | 0 | 0 | 0 | 0 | 0 | 0 | 0 | 0 | 0 | 0 | 0 | 0 | 0 | 0 | 0 | 0 | 0 | 0 | 0 | 0 | 0 | 0 | 0 | 0 | 0 | 0 | 0 | 0 | 0 | 0 | 0 | 0 | 0 | 0 | 0 | 0 | 0 | 0 | 0 | 0 | 0 | 0 | 0 | 0 | 0 | 0
[19 empty] | Fixed capex | Input | £000s | 0 | 0 | 0 | 0 | 0 | 0 | 0 | 0 | 0 | 0 | 0 | 0 | 0 | 0 | 0 | 0 | 0 | 0 | 0 | 0 | 0 | 0 | 0 | 0 | 0 | 0 | 0 | 0 | 0 | 0 | 0 | 0 | 0 | 0 | 0 | 0 | 0 | 0 | 0 | 0 | 0 | 0 | 0 | 0 | 0 | 0 | 0 | 0 | 0 | 0 | 0 | 0 | 0 | 0 | 0 | 0 | 0 | 0 | 0 | 0 | 0 | 0 | 0 | 0 | 0 | 0 | 0 | 0 | 0 | 0 | 0 | 0 | 0 | 0 | 0 | 0 | 0 | 0 | 0 | 0 | 0 | 0 | 0 | 0 | 0 | 0 | 0 | 0 | 0 | 0 | 0 | 0 | 0 | 0 | 0 | 0 | 0 | 0 | 0 | 0 | 0 | 0 | 0 | 0
[19 empty] | Variable capex | Input | £000s | 0 | 0 | 0 | 0 | 0 | 0 | 0 | 0 | 0 | 0 | 0 | 0 | 0 | 0 | 0 | 0 | 0 | 0 | 0 | 0 | 0 | 0 | 0 | 0 | 0 | 0 | 0 | 0 | 0 | 0 | 0 | 0 | 0 | 0 | 0 | 0 | 0 | 0 | 0 | 0 | 0 | 0 | 0 | 0 | 0 | 0 | 0 | 0 | 0 | 0 | 0 | 0 | 0 | 0 | 0 | 0 | 0 | 0 | 0 | 0 | 0 | 0 | 0 | 0 | 0 | 0 | 0 | 0 | 0 | 0 | 0 | 0 | 0 | 0 | 0 | 0 | 0 | 0 | 0 | 0 | 0 | 0 | 0 | 0 | 0 | 0 | 0 | 0 | 0 | 0 | 0 | 0 | 0 | 0 | 0 | 0 | 0 | 0 | 0 | 0 | 0 | 0 | 0 | 0
[19 empty] | Financing costs | Input | £000s | 0 | 0 | 0 | 0 | 0 | 0 | 0 | 0 | 0 | 0 | 0 | 0 | 0 | 0 | 0 | 0 | 0 | 0 | 0 | 0 | 0 | 0 | 0 | 0 | 0 | 0 | 0 | 0 | 0 | 0 | 0 | 0 | 0 | 0 | 0 | 0 | 0 | 0 | 0 | 0 | 0 | 0 | 0 | 0 | 0 | 0 | 0 | 0 | 0 | 0 | 0 | 0 | 0 | 0 | 0 | 0 | 0 | 0 | 0 | 0 | 0 | 0 | 0 | 0 | 0 | 0 | 0 | 0 | 0 | 0 | 0 | 0 | 0 | 0 | 0 | 0 | 0 | 0 | 0 | 0
[19 empty] | Fixed opex | Input | £000s | 0 | 0 | 0 | 0 | 0 | 0 | 0 | 0 | 0 | 0 | 0 | 0 | 0 | 0 | 0 | 0 | 0 | 0 | 0 | 0 | 0 | 0 | 0 | 0 | 0 | 0 | 0 | 0 | 0 | 0 | 0 | 0 | 0 | 0 | 0 | 0 | 0 | 0 | 0 | 0 | 0 | 0 | 0 | 0 | 0 | 0 | 0 | 0 | 0 | 0 | 0 | 0 | 0 | 0 | 0 | 0 | 0 | 0 | 0 | 0 | 0 | 0 | 0 | 0 | 0 | 0 | 0 | 0 | 0 | 0 | 0 | 0 | 0 | 0 | 0 | 0 | 0 | 0 | 0 | 0 | 0 | 0 | 0 | 0 | 0 | 0 | 0 | 0 | 0 | 0 | 0 | 0 | 0 | 0 | 0 | 0 | 0 | 0 | 0 | 0 | 0 | 0 | 0 | 0
[19 empty] | Variable opex | Input | £000s | 0 | 0 | 0 | 0 | 0 | 0 | 0 | 0 | 0 | 0 | 0 | 0 | 0 | 0 | 0 | 0 | 0 | 0 | 0 | 0 | 0 | 0 | 0 | 0 | 0 | 0 | 0 | 0 | 0 | 0 | 0 | 0 | 0 | 0 | 0 | 0 | 0 | 0 | 0 | 0 | 0 | 0 | 0 | 0 | 0 | 0 | 0 | 0 | 0 | 0 | 0 | 0 | 0 | 0 | 0 | 0 | 0 | 0 | 0 | 0 | 0 | 0 | 0 | 0 | 0 | 0 | 0 | 0 | 0 | 0 | 0 | 0 | 0 | 0 | 0 | 0 | 0 | 0 | 0 | 0 | 0 | 0 | 0 | 0 | 0 | 0 | 0 | 0 | 0 | 0 | 0 | 0 | 0 | 0 | 0 | 0 | 0 | 0 | 0 | 0 | 0 | 0 | 0 | 0
[19 empty] | Opex savings | Input | £000s | 0 | 0 | 0 | 0 | 0 | 0 | 0 | 0 | 0 | 0 | 0 | 0 | 0 | 0 | 0 | 0 | 0 | 0 | 0 | 0 | 0 | 0 | 0 | 0 | 0 | 0 | 0 | 0 | 0 | 0 | 0 | 0 | 0 | 0 | 0 | 0 | 0 | 0 | 0 | 0 | 0 | 0 | 0 | 0 | 0 | 0 | 0 | 0 | 0 | 0 | 0 | 0 | 0 | 0 | 0 | 0 | 0 | 0 | 0 | 0 | 0 | 0 | 0 | 0 | 0 | 0 | 0 | 0 | 0 | 0 | 0 | 0 | 0 | 0 | 0 | 0 | 0 | 0 | 0 | 0 | 0 | 0 | 0 | 0 | 0 | 0 | 0 | 0 | 0 | 0 | 0 | 0 | 0 | 0 | 0 | 0 | 0 | 0 | 0 | 0 | 0 | 0 | 0 | 0
[19 empty] | Fixed env & social | Input | £000s | 18 | 18 | 18 | 18 | 18 | 18 | 18 | 18 | 18 | 18 | 18 | 18 | 18 | 18 | 18 | 18 | 18 | 18 | 18 | 18 | 18 | 18 | 18 | 18 | 18 | 18 | 18 | 18 | 18 | 18 | 18 | 18 | 18 | 18 | 18 | 18 | 18 | 18 | 18 | 18 | 18 | 18 | 18 | 18 | 18 | 18 | 18 | 18 | 18 | 18 | 18 | 18 | 18 | 18 | 18 | 18 | 18 | 18 | 18 | 18 | 18 | 18 | 18 | 18 | 18 | 18 | 18 | 18 | 18 | 18 | 18 | 18 | 18 | 18 | 18 | 18 | 18 | 18 | 18 | 18 | 0 | 0 | 0 | 0 | 0 | 0 | 0 | 0 | 0 | 0 | 0 | 0 | 0 | 0 | 0 | 0 | 0 | 0 | 0 | 0 | 0 | 0 | 0 | 0
[19 empty] | Variable env & social | Input | £000s | 0 | 0 | 0 | 0 | 0 | 0 | 0 | 0 | 0 | 0 | 0 | 0 | 0 | 0 | 0 | 0 | 0 | 0 | 0 | 0 | 0 | 0 | 0 | 0 | 0 | 0 | 0 | 0 | 0 | 0 | 0 | 0 | 0 | 0 | 0 | 0 | 0 | 0 | 0 | 0 | 0 | 0 | 0 | 0 | 0 | 0 | 0 | 0 | 0 | 0 | 0 | 0 | 0 | 0 | 0 | 0 | 0 | 0 | 0 | 0 | 0 | 0 | 0 | 0 | 0 | 0 | 0 | 0 | 0 | 0 | 0 | 0 | 0 | 0 | 0 | 0 | 0 | 0 | 0 | 0 | 0 | 0 | 0 | 0 | 0 | 0 | 0 | 0 | 0 | 0 | 0 | 0 | 0 | 0 | 0 | 0 | 0 | 0 | 0 | 0 | 0 | 0 | 0 | 0
[19 empty] | Fixed carbon costs | Input | £000s | 2.54e-10 | 2.54e-10 | 2.54e-10 | 2.54e-10 | 2.54e-10 | 2.54e-10 | 2.54e-10 | 2.54e-10 | 2.54e-10 | 2.54e-10 | 2.54e-10 | 2.54e-10 | 2.54e-10 | 2.54e-10 | 2.54e-10 | 2.54e-10 | 2.54e-10 | 2.54e-10 | 2.54e-10 | 2.54e-10 | 2.54e-10 | 2.54e-10 | 2.54e-10 | 2.54e-10 | 2.54e-10 | 2.54e-10 | 2.54e-10 | 2.54e-10 | 2.54e-10 | 2.54e-10 | 2.54e-10 | 2.54e-10 | 2.54e-10 | 2.54e-10 | 2.54e-10 | 2.54e-10 | 2.54e-10 | 2.54e-10 | 2.54e-10 | 2.54e-10 | 2.54e-10 | 2.54e-10 | 2.54e-10 | 2.54e-10 | 2.54e-10 | 2.54e-10 | 2.54e-10 | 2.54e-10 | 2.54e-10 | 2.54e-10 | 2.54e-10 | 2.54e-10 | 2.54e-10 | 2.54e-10 | 2.54e-10 | 2.54e-10 | 2.54e-10 | 2.54e-10 | 2.54e-10 | 2.54e-10 | 2.54e-10 | 2.54e-10 | 2.54e-10 | 2.54e-10 | 2.54e-10 | 2.54e-10 | 2.54e-10 | 2.54e-10 | 2.54e-10 | 2.54e-10 | 2.54e-10 | 2.54e-10 | 2.54e-10 | 2.54e-10 | 2.54e-10 | 2.54e-10 | 2.54e-10 | 2.54e-10 | 2.54e-10 | 2.54e-10 | 0 | 0 | 0 | 0 | 0 | 0 | 0 | 0 | 0 | 0 | 0 | 0 | 0 | 0 | 0 | 0 | 0 | 0 | 0 | 0 | 0 | 0 | 0 | 0
[19 empty] | Variable carbon costs | Input | £000s | 0 | 0 | 0 | 0 | 0 | 0 | 0 | 0 | 0 | 0 | 0 | 0 | 0 | 0 | 0 | 0 | 0 | 0 | 0 | 0 | 0 | 0 | 0 | 0 | 0 | 0 | 0 | 0 | 0 | 0 | 0 | 0 | 0 | 0 | 0 | 0 | 0 | 0 | 0 | 0 | 0 | 0 | 0 | 0 | 0 | 0 | 0 | 0 | 0 | 0 | 0 | 0 | 0 | 0 | 0 | 0 | 0 | 0 | 0 | 0 | 0 | 0 | 0 | 0 | 0 | 0 | 0 | 0 | 0 | 0 | 0 | 0 | 0 | 0 | 0 | 0 | 0 | 0 | 0 | 0 | 0 | 0 | 0 | 0 | 0 | 0 | 0 | 0 | 0 | 0 | 0 | 0 | 0 | 0 | 0 | 0 | 0 | 0 | 0 | 0 | 0 | 0 | 0 | 0
[19 empty] | Customer willingness to pay | Input | £000s | 0 | 0 | 0 | 0 | 0 | 0 | 0 | 0 | 0 | 0 | 0 | 0 | 0 | 0 | 0 | 0 | 0 | 0 | 0 | 0 | 0 | 0 | 0 | 0 | 0 | 0 | 0 | 0 | 0 | 0 | 0 | 0 | 0 | 0 | 0 | 0 | 0 | 0 | 0 | 0 | 0 | 0 | 0 | 0 | 0 | 0 | 0 | 0 | 0 | 0 | 0 | 0 | 0 | 0 | 0 | 0 | 0 | 0 | 0 | 0 | 0 | 0 | 0 | 0 | 0 | 0 | 0 | 0 | 0 | 0 | 0 | 0 | 0 | 0 | 0 | 0 | 0 | 0 | 0 | 0 | 0 | 0 | 0 | 0 | 0 | 0 | 0 | 0 | 0 | 0 | 0 | 0 | 0 | 0 | 0 | 0 | 0 | 0 | 0 | 0 | 0 | 0 | 0 | 0
[19 empty] | Total | Sum of above (excl WAFU) | £000s | 18 | 18 | 18 | 18 | 18 | 18 | 18 | 18 | 18 | 18 | 18 | 18 | 18 | 18 | 18 | 18 | 18 | 18 | 18 | 18 | 18 | 18 | 18 | 18 | 18 | 18 | 18 | 18 | 18 | 18 | 18 | 18 | 18 | 18 | 18 | 18 | 18 | 18 | 18 | 18 | 18 | 18 | 18 | 18 | 18 | 18 | 18 | 18 | 18 | 18 | 18 | 18 | 18 | 18 | 18 | 18 | 18 | 18 | 18 | 18 | 18 | 18 | 18 | 18 | 18 | 18 | 18 | 18 | 18 | 18 | 18 | 18 | 18 | 18 | 18 | 18 | 18 | 18 | 18 | 18 | 0 | 0 | 0 | 0 | 0 | 0 | 0 | 0 | 0 | 0 | 0 | 0 | 0 | 0 | 0 | 0 | 0 | 0 | 0 | 0 | 0 | 0 | 0 | 0
58.1x | SESW-RTR-R13: 12Ml/d transfer from Langley Park/North Looe Reservoirs to Buckland | SESW-RTR-R13 | Bulk Supply | N | 2020 | Capacity | 0 | 0 | 3300.548 | 1022.5158 | 0 | 4590.3 | 563.5403 | 9476.9041 | #DIV/0! | #DIV/0! |  |  | Gains in WAFU / Savings in demand | Input | Ml/d | 0 | 0 | 0 | 0 | 0 | 0 | 0 | 0 | 0 | 0 | 0 | 0 | 0 | 0 | 0 | 0 | 0 | 0 | 0 | 0 | 0 | 0 | 0 | 0 | 0 | 0 | 0 | 0 | 0 | 0 | 0 | 0 | 0 | 0 | 0 | 0 | 0 | 0 | 0 | 0 | 0 | 0 | 0 | 0 | 0 | 0 | 0 | 0 | 0 | 0 | 0 | 0 | 0 | 0 | 0 | 0 | 0 | 0 | 0 | 0 | 0 | 0 | 0 | 0 | 0 | 0 | 0 | 0 | 0 | 0 | 0 | 0 | 0 | 0 | 0 | 0 | 0 | 0 | 0 | 0 | 0 | 0 | 0 | 0 | 0 | 0 | 0 | 0 | 0 | 0 | 0 | 0 | 0 | 0 | 0 | 0 | 0 | 0 | 0 | 0 | 0 | 0 | 0 | 0
[19 empty] | Fixed capex | Input | £000s | 240 | 240 | 240 | 240 | 240 | 240 | 240 | 240 | 240 | 240 | 0 | 0 | 0 | 0 | 0 | 0 | 0 | 0 | 0 | 0 | 0 | 0 | 0 | 0 | 0 | 0 | 0 | 0 | 0 | 0 | 0 | 0 | 0 | 0 | 0 | 0 | 0 | 0 | 0 | 0 | 0 | 0 | 0 | 0 | 0 | 0 | 0 | 0 | 0 | 0 | 0 | 0 | 0 | 0 | 0 | 0 | 0 | 0 | 0 | 0 | 0 | 0 | 0 | 0 | 0 | 0 | 0 | 0 | 0 | 0 | 0 | 0 | 0 | 0 | 0 | 0 | 0 | 0 | 0 | 0 | 0 | 0 | 0 | 0 | 0 | 0 | 0 | 0 | 0 | 0 | 0 | 0 | 0 | 0 | 0 | 0 | 0 | 0 | 0 | 0 | 0 | 0 | 0 | 0
[19 empty] | Variable capex | Input | £000s | 0 | 0 | 0 | 0 | 0 | 0 | 0 | 0 | 0 | 0 | 0 | 0 | 0 | 0 | 0 | 0 | 0 | 0 | 0 | 0 | 0 | 0 | 0 | 0 | 0 | 0 | 0 | 0 | 0 | 0 | 0 | 0 | 0 | 0 | 0 | 0 | 0 | 0 | 0 | 0 | 0 | 0 | 0 | 0 | 0 | 0 | 0 | 0 | 0 | 0 | 0 | 0 | 0 | 0 | 0 | 0 | 0 | 0 | 0 | 0 | 0 | 0 | 0 | 0 | 0 | 0 | 0 | 0 | 0 | 0 | 0 | 0 | 0 | 0 | 0 | 0 | 0 | 0 | 0 | 0 | 0 | 0 | 0 | 0 | 0 | 0 | 0 | 0 | 0 | 0 | 0 | 0 | 0 | 0 | 0 | 0 | 0 | 0 | 0 | 0 | 0 | 0 | 0 | 0
[19 empty] | Financing costs | Input | £000s | -124.3131 | -124.3131 | -124.3131 | -124.3131 | -124.3131 | -124.3131 | -124.3131 | -124.3131 | -124.3131 | -124.3131 | 115.6869 | 115.6869 | 115.6869 | 115.6869 | 115.6869 | 115.6869 | 115.6869 | 115.6869 | 115.6869 | 115.6869 | 115.6869 | 115.6869 | 115.6869 | 115.6869 | 115.6869 | 115.6869 | 115.6869 | 115.6869 | 115.6869 | 115.6869 | 115.6869 | 115.6869 | 115.6869 | 115.6869 | 115.6869 | 115.6869 | 115.6869 | 115.6869 | 115.6869 | 115.6869 | 115.6869 | 115.6869 | 115.6869 | 115.6869 | 115.6869 | 115.6869 | 115.6869 | 115.6869 | 115.6869 | 115.6869 | 115.6869 | 115.6869 | 115.6869 | 115.6869 | 115.6869 | 115.6869 | 115.6869 | 115.6869 | 115.6869 | 115.6869 | 115.6869 | 115.6869 | 115.6869 | 115.6869 | 115.6869 | 115.6869 | 115.6869 | 115.6869 | 115.6869 | 115.6869 | 115.6869 | 115.6869 | 115.6869 | 115.6869 | 115.6869 | 115.6869 | 115.6869 | 115.6869 | 115.6869 | 115.6869
[19 empty] | Fixed opex | Input | £000s | 35.84 | 35.84 | 35.84 | 35.84 | 35.84 | 35.84 | 35.84 | 35.84 | 35.84 | 35.84 | 35.84 | 35.84 | 35.84 | 35.84 | 35.84 | 35.84 | 35.84 | 35.84 | 35.84 | 35.84 | 35.84 | 35.84 | 35.84 | 35.84 | 35.84 | 35.84 | 35.84 | 35.84 | 35.84 | 35.84 | 35.84 | 35.84 | 35.84 | 35.84 | 35.84 | 35.84 | 35.84 | 35.84 | 35.84 | 35.84 | 35.84 | 35.84 | 35.84 | 35.84 | 35.84 | 35.84 | 35.84 | 35.84 | 35.84 | 35.84 | 35.84 | 35.84 | 35.84 | 35.84 | 35.84 | 35.84 | 35.84 | 35.84 | 35.84 | 35.84 | 35.84 | 35.84 | 35.84 | 35.84 | 35.84 | 35.84 | 35.84 | 35.84 | 35.84 | 35.84 | 35.84 | 35.84 | 35.84 | 35.84 | 35.84 | 35.84 | 35.84 | 35.84 | 35.84 | 35.84 | 0 | 0 | 0 | 0 | 0 | 0 | 0 | 0 | 0 | 0 | 0 | 0 | 0 | 0 | 0 | 0 | 0 | 0 | 0 | 0 | 0 | 0 | 0 | 0
[19 empty] | Variable opex | Input | £000s | 0 | 0 | 0 | 0 | 0 | 0 | 0 | 0 | 0 | 0 | 0 | 0 | 0 | 0 | 0 | 0 | 0 | 0 | 0 | 0 | 0 | 0 | 0 | 0 | 0 | 0 | 0 | 0 | 0 | 0 | 0 | 0 | 0 | 0 | 0 | 0 | 0 | 0 | 0 | 0 | 0 | 0 | 0 | 0 | 0 | 0 | 0 | 0 | 0 | 0 | 0 | 0 | 0 | 0 | 0 | 0 | 0 | 0 | 0 | 0 | 0 | 0 | 0 | 0 | 0 | 0 | 0 | 0 | 0 | 0 | 0 | 0 | 0 | 0 | 0 | 0 | 0 | 0 | 0 | 0 | 0 | 0 | 0 | 0 | 0 | 0 | 0 | 0 | 0 | 0 | 0 | 0 | 0 | 0 | 0 | 0 | 0 | 0 | 0 | 0 | 0 | 0 | 0 | 0
[19 empty] | Opex savings | Input | £000s | 0 | 0 | 0 | 0 | 0 | 0 | 0 | 0 | 0 | 0 | 0 | 0 | 0 | 0 | 0 | 0 | 0 | 0 | 0 | 0 | 0 | 0 | 0 | 0 | 0 | 0 | 0 | 0 | 0 | 0 | 0 | 0 | 0 | 0 | 0 | 0 | 0 | 0 | 0 | 0 | 0 | 0 | 0 | 0 | 0 | 0 | 0 | 0 | 0 | 0 | 0 | 0 | 0 | 0 | 0 | 0 | 0 | 0 | 0 | 0 | 0 | 0 | 0 | 0 | 0 | 0 | 0 | 0 | 0 | 0 | 0 | 0 | 0 | 0 | 0 | 0 | 0 | 0 | 0 | 0 | 0 | 0 | 0 | 0 | 0 | 0 | 0 | 0 | 0 | 0 | 0 | 0 | 0 | 0 | 0 | 0 | 0 | 0 | 0 | 0 | 0 | 0 | 0 | 0
[19 empty] | Fixed env & social | Input | £000s | 68 | 18 | 18 | 18 | 18 | 18 | 18 | 18 | 18 | 18 | 18 | 18 | 18 | 18 | 18 | 18 | 18 | 18 | 18 | 18 | 18 | 18 | 18 | 18 | 18 | 18 | 18 | 18 | 18 | 18 | 18 | 18 | 18 | 18 | 18 | 18 | 18 | 18 | 18 | 18 | 18 | 18 | 18 | 18 | 18 | 18 | 18 | 18 | 18 | 18 | 18 | 18 | 18 | 18 | 18 | 18 | 18 | 18 | 18 | 18 | 18 | 18 | 18 | 18 | 18 | 18 | 18 | 18 | 18 | 18 | 18 | 18 | 18 | 18 | 18 | 18 | 18 | 18 | 18 | 18 | 0 | 0 | 0 | 0 | 0 | 0 | 0 | 0 | 0 | 0 | 0 | 0 | 0 | 0 | 0 | 0 | 0 | 0 | 0 | 0 | 0 | 0 | 0 | 0
[19 empty] | Variable env & social | Input | £000s | 0 | 0 | 0 | 0 | 0 | 0 | 0 | 0 | 0 | 0 | 0 | 0 | 0 | 0 | 0 | 0 | 0 | 0 | 0 | 0 | 0 | 0 | 0 | 0 | 0 | 0 | 0 | 0 | 0 | 0 | 0 | 0 | 0 | 0 | 0 | 0 | 0 | 0 | 0 | 0 | 0 | 0 | 0 | 0 | 0 | 0 | 0 | 0 | 0 | 0 | 0 | 0 | 0 | 0 | 0 | 0 | 0 | 0 | 0 | 0 | 0 | 0 | 0 | 0 | 0 | 0 | 0 | 0 | 0 | 0 | 0 | 0 | 0 | 0 | 0 | 0 | 0 | 0 | 0 | 0 | 0 | 0 | 0 | 0 | 0 | 0 | 0 | 0 | 0 | 0 | 0 | 0 | 0 | 0 | 0 | 0 | 0 | 0 | 0 | 0 | 0 | 0 | 0 | 0
[19 empty] | Fixed carbon costs | Input | £000s | 4590.3 | 3.49e-10 | 3.49e-10 | 3.49e-10 | 3.49e-10 | 3.49e-10 | 3.49e-10 | 3.49e-10 | 3.49e-10 | 3.49e-10 | 3.49e-10 | 3.49e-10 | 3.49e-10 | 3.49e-10 | 3.49e-10 | 3.49e-10 | 3.49e-10 | 3.49e-10 | 3.49e-10 | 3.49e-10 | 3.49e-10 | 3.49e-10 | 3.49e-10 | 3.49e-10 | 3.49e-10 | 3.49e-10 | 3.49e-10 | 3.49e-10 | 3.49e-10 | 3.49e-10 | 3.49e-10 | 3.49e-10 | 3.49e-10 | 3.49e-10 | 3.49e-10 | 3.49e-10 | 3.49e-10 | 3.49e-10 | 3.49e-10 | 3.49e-10 | 3.49e-10 | 3.49e-10 | 3.49e-10 | 3.49e-10 | 3.49e-10 | 3.49e-10 | 3.49e-10 | 3.49e-10 | 3.49e-10 | 3.49e-10 | 3.49e-10 | 3.49e-10 | 3.49e-10 | 3.49e-10 | 3.49e-10 | 3.49e-10 | 3.49e-10 | 3.49e-10 | 3.49e-10 | 3.49e-10 | 3.49e-10 | 3.49e-10 | 3.49e-10 | 3.49e-10 | 3.49e-10 | 3.49e-10 | 3.49e-10 | 3.49e-10 | 3.49e-10 | 3.49e-10 | 3.49e-10 | 3.49e-10 | 3.49e-10 | 3.49e-10 | 3.49e-10 | 3.49e-10 | 3.49e-10 | 3.49e-10 | 3.49e-10 | 3.49e-10 | 0 | 0 | 0 | 0 | 0 | 0 | 0 | 0 | 0 | 0 | 0 | 0 | 0 | 0 | 0 | 0 | 0 | 0 | 0 | 0 | 0 | 0 | 0 | 0
[19 empty] | Variable carbon costs | Input | £000s | 0 | 0 | 0 | 0 | 0 | 0 | 0 | 0 | 0 | 0 | 0 | 0 | 0 | 0 | 0 | 0 | 0 | 0 | 0 | 0 | 0 | 0 | 0 | 0 | 0 | 0 | 0 | 0 | 0 | 0 | 0 | 0 | 0 | 0 | 0 | 0 | 0 | 0 | 0 | 0 | 0 | 0 | 0 | 0 | 0 | 0 | 0 | 0 | 0 | 0 | 0 | 0 | 0 | 0 | 0 | 0 | 0 | 0 | 0 | 0 | 0 | 0 | 0 | 0 | 0 | 0 | 0 | 0 | 0 | 0 | 0 | 0 | 0 | 0 | 0 | 0 | 0 | 0 | 0 | 0 | 0 | 0 | 0 | 0 | 0 | 0 | 0 | 0 | 0 | 0 | 0 | 0 | 0 | 0 | 0 | 0 | 0 | 0 | 0 | 0 | 0 | 0 | 0 | 0
[19 empty] | Customer willingness to pay | Input | £000s | 0 | 0 | 0 | 0 | 0 | 0 | 0 | 0 | 0 | 0 | 0 | 0 | 0 | 0 | 0 | 0 | 0 | 0 | 0 | 0 | 0 | 0 | 0 | 0 | 0 | 0 | 0 | 0 | 0 | 0 | 0 | 0 | 0 | 0 | 0 | 0 | 0 | 0 | 0 | 0 | 0 | 0 | 0 | 0 | 0 | 0 | 0 | 0 | 0 | 0 | 0 | 0 | 0 | 0 | 0 | 0 | 0 | 0 | 0 | 0 | 0 | 0 | 0 | 0 | 0 | 0 | 0 | 0 | 0 | 0 | 0 | 0 | 0 | 0 | 0 | 0 | 0 | 0 | 0 | 0 | 0 | 0 | 0 | 0 | 0 | 0 | 0 | 0 | 0 | 0 | 0 | 0 | 0 | 0 | 0 | 0 | 0 | 0 | 0 | 0 | 0 | 0 | 0 | 0
[19 empty] | Total | Sum of above (excl WAFU) | £000s | 4809.8269 | 169.5269 | 169.5269 | 169.5269 | 169.5269 | 169.5269 | 169.5269 | 169.5269 | 169.5269 | 169.5269 | 169.5269 | 169.5269 | 169.5269 | 169.5269 | 169.5269 | 169.5269 | 169.5269 | 169.5269 | 169.5269 | 169.5269 | 169.5269 | 169.5269 | 169.5269 | 169.5269 | 169.5269 | 169.5269 | 169.5269 | 169.5269 | 169.5269 | 169.5269 | 169.5269 | 169.5269 | 169.5269 | 169.5269 | 169.5269 | 169.5269 | 169.5269 | 169.5269 | 169.5269 | 169.5269 | 169.5269 | 169.5269 | 169.5269 | 169.5269 | 169.5269 | 169.5269 | 169.5269 | 169.5269 | 169.5269 | 169.5269 | 169.5269 | 169.5269 | 169.5269 | 169.5269 | 169.5269 | 169.5269 | 169.5269 | 169.5269 | 169.5269 | 169.5269 | 169.5269 | 169.5269 | 169.5269 | 169.5269 | 169.5269 | 169.5269 | 169.5269 | 169.5269 | 169.5269 | 169.5269 | 169.5269 | 169.5269 | 169.5269 | 169.5269 | 169.5269 | 169.5269 | 169.5269 | 169.5269 | 169.5269 | 169.5269 | 0 | 0 | 0 | 0 | 0 | 0 | 0 | 0 | 0 | 0 | 0 | 0 | 0 | 0 | 0 | 0 | 0 | 0 | 0 | 0 | 0 | 0 | 0 | 0
58.1x | SESW-RTR-R12R: 20Ml/d transfer from Langley Park/North Looe Reservoirs to Outwood PS-reverse | SESW-RTR-R12R | Bulk Supply | N | 2030 | Capacity | 0 | 0 | 0 | 0 | 0 | 7.2466e-09 | 513.5403 | 513.5403 | #DIV/0! | #DIV/0! |  |  | Gains in WAFU / Savings in demand | Input | Ml/d | 0 | 0 | 0 | 0 | 0 | 0 | 0 | 0 | 0 | 0 | 0 | 0 | 0 | 0 | 0 | 0 | 0 | 0 | 0 | 0 | 0 | 0 | 0 | 0 | 0 | 0 | 0 | 0 | 0 | 0 | 0 | 0 | 0 | 0 | 0 | 0 | 0 | 0 | 0 | 0 | 0 | 0 | 0 | 0 | 0 | 0 | 0 | 0 | 0 | 0 | 0 | 0 | 0 | 0 | 0 | 0 | 0 | 0 | 0 | 0 | 0 | 0 | 0 | 0 | 0 | 0 | 0 | 0 | 0 | 0 | 0 | 0 | 0 | 0 | 0 | 0 | 0 | 0 | 0 | 0 | 0 | 0 | 0 | 0 | 0 | 0 | 0 | 0 | 0 | 0 | 0 | 0 | 0 | 0 | 0 | 0 | 0 | 0 | 0 | 0 | 0 | 0 | 0 | 0
[19 empty] | Fixed capex | Input | £000s | 0 | 0 | 0 | 0 | 0 | 0 | 0 | 0 | 0 | 0 | 0 | 0 | 0 | 0 | 0 | 0 | 0 | 0 | 0 | 0 | 0 | 0 | 0 | 0 | 0 | 0 | 0 | 0 | 0 | 0 | 0 | 0 | 0 | 0 | 0 | 0 | 0 | 0 | 0 | 0 | 0 | 0 | 0 | 0 | 0 | 0 | 0 | 0 | 0 | 0 | 0 | 0 | 0 | 0 | 0 | 0 | 0 | 0 | 0 | 0 | 0 | 0 | 0 | 0 | 0 | 0 | 0 | 0 | 0 | 0 | 0 | 0 | 0 | 0 | 0 | 0 | 0 | 0 | 0 | 0 | 0 | 0 | 0 | 0 | 0 | 0 | 0 | 0 | 0 | 0 | 0 | 0 | 0 | 0 | 0 | 0 | 0 | 0 | 0 | 0 | 0 | 0 | 0 | 0
[19 empty] | Variable capex | Input | £000s | 0 | 0 | 0 | 0 | 0 | 0 | 0 | 0 | 0 | 0 | 0 | 0 | 0 | 0 | 0 | 0 | 0 | 0 | 0 | 0 | 0 | 0 | 0 | 0 | 0 | 0 | 0 | 0 | 0 | 0 | 0 | 0 | 0 | 0 | 0 | 0 | 0 | 0 | 0 | 0 | 0 | 0 | 0 | 0 | 0 | 0 | 0 | 0 | 0 | 0 | 0 | 0 | 0 | 0 | 0 | 0 | 0 | 0 | 0 | 0 | 0 | 0 | 0 | 0 | 0 | 0 | 0 | 0 | 0 | 0 | 0 | 0 | 0 | 0 | 0 | 0 | 0 | 0 | 0 | 0 | 0 | 0 | 0 | 0 | 0 | 0 | 0 | 0 | 0 | 0 | 0 | 0 | 0 | 0 | 0 | 0 | 0 | 0 | 0 | 0 | 0 | 0 | 0 | 0
[19 empty] | Financing costs | Input | £000s | 0 | 0 | 0 | 0 | 0 | 0 | 0 | 0 | 0 | 0 | 0 | 0 | 0 | 0 | 0 | 0 | 0 | 0 | 0 | 0 | 0 | 0 | 0 | 0 | 0 | 0 | 0 | 0 | 0 | 0 | 0 | 0 | 0 | 0 | 0 | 0 | 0 | 0 | 0 | 0 | 0 | 0 | 0 | 0 | 0 | 0 | 0 | 0 | 0 | 0 | 0 | 0 | 0 | 0 | 0 | 0 | 0 | 0 | 0 | 0 | 0 | 0 | 0 | 0 | 0 | 0 | 0 | 0 | 0 | 0 | 0 | 0 | 0 | 0 | 0 | 0 | 0 | 0 | 0 | 0
[19 empty] | Fixed opex | Input | £000s | 0 | 0 | 0 | 0 | 0 | 0 | 0 | 0 | 0 | 0 | 0 | 0 | 0 | 0 | 0 | 0 | 0 | 0 | 0 | 0 | 0 | 0 | 0 | 0 | 0 | 0 | 0 | 0 | 0 | 0 | 0 | 0 | 0 | 0 | 0 | 0 | 0 | 0 | 0 | 0 | 0 | 0 | 0 | 0 | 0 | 0 | 0 | 0 | 0 | 0 | 0 | 0 | 0 | 0 | 0 | 0 | 0 | 0 | 0 | 0 | 0 | 0 | 0 | 0 | 0 | 0 | 0 | 0 | 0 | 0 | 0 | 0 | 0 | 0 | 0 | 0 | 0 | 0 | 0 | 0 | 0 | 0 | 0 | 0 | 0 | 0 | 0 | 0 | 0 | 0 | 0 | 0 | 0 | 0 | 0 | 0 | 0 | 0 | 0 | 0 | 0 | 0 | 0 | 0
[19 empty] | Variable opex | Input | £000s | 0 | 0 | 0 | 0 | 0 | 0 | 0 | 0 | 0 | 0 | 0 | 0 | 0 | 0 | 0 | 0 | 0 | 0 | 0 | 0 | 0 | 0 | 0 | 0 | 0 | 0 | 0 | 0 | 0 | 0 | 0 | 0 | 0 | 0 | 0 | 0 | 0 | 0 | 0 | 0 | 0 | 0 | 0 | 0 | 0 | 0 | 0 | 0 | 0 | 0 | 0 | 0 | 0 | 0 | 0 | 0 | 0 | 0 | 0 | 0 | 0 | 0 | 0 | 0 | 0 | 0 | 0 | 0 | 0 | 0 | 0 | 0 | 0 | 0 | 0 | 0 | 0 | 0 | 0 | 0 | 0 | 0 | 0 | 0 | 0 | 0 | 0 | 0 | 0 | 0 | 0 | 0 | 0 | 0 | 0 | 0 | 0 | 0 | 0 | 0 | 0 | 0 | 0 | 0
[19 empty] | Opex savings | Input | £000s | 0 | 0 | 0 | 0 | 0 | 0 | 0 | 0 | 0 | 0 | 0 | 0 | 0 | 0 | 0 | 0 | 0 | 0 | 0 | 0 | 0 | 0 | 0 | 0 | 0 | 0 | 0 | 0 | 0 | 0 | 0 | 0 | 0 | 0 | 0 | 0 | 0 | 0 | 0 | 0 | 0 | 0 | 0 | 0 | 0 | 0 | 0 | 0 | 0 | 0 | 0 | 0 | 0 | 0 | 0 | 0 | 0 | 0 | 0 | 0 | 0 | 0 | 0 | 0 | 0 | 0 | 0 | 0 | 0 | 0 | 0 | 0 | 0 | 0 | 0 | 0 | 0 | 0 | 0 | 0 | 0 | 0 | 0 | 0 | 0 | 0 | 0 | 0 | 0 | 0 | 0 | 0 | 0 | 0 | 0 | 0 | 0 | 0 | 0 | 0 | 0 | 0 | 0 | 0
[19 empty] | Fixed env & social | Input | £000s | 18 | 18 | 18 | 18 | 18 | 18 | 18 | 18 | 18 | 18 | 18 | 18 | 18 | 18 | 18 | 18 | 18 | 18 | 18 | 18 | 18 | 18 | 18 | 18 | 18 | 18 | 18 | 18 | 18 | 18 | 18 | 18 | 18 | 18 | 18 | 18 | 18 | 18 | 18 | 18 | 18 | 18 | 18 | 18 | 18 | 18 | 18 | 18 | 18 | 18 | 18 | 18 | 18 | 18 | 18 | 18 | 18 | 18 | 18 | 18 | 18 | 18 | 18 | 18 | 18 | 18 | 18 | 18 | 18 | 18 | 18 | 18 | 18 | 18 | 18 | 18 | 18 | 18 | 18 | 18 | 0 | 0 | 0 | 0 | 0 | 0 | 0 | 0 | 0 | 0 | 0 | 0 | 0 | 0 | 0 | 0 | 0 | 0 | 0 | 0 | 0 | 0 | 0 | 0
[19 empty] | Variable env & social | Input | £000s | 0 | 0 | 0 | 0 | 0 | 0 | 0 | 0 | 0 | 0 | 0 | 0 | 0 | 0 | 0 | 0 | 0 | 0 | 0 | 0 | 0 | 0 | 0 | 0 | 0 | 0 | 0 | 0 | 0 | 0 | 0 | 0 | 0 | 0 | 0 | 0 | 0 | 0 | 0 | 0 | 0 | 0 | 0 | 0 | 0 | 0 | 0 | 0 | 0 | 0 | 0 | 0 | 0 | 0 | 0 | 0 | 0 | 0 | 0 | 0 | 0 | 0 | 0 | 0 | 0 | 0 | 0 | 0 | 0 | 0 | 0 | 0 | 0 | 0 | 0 | 0 | 0 | 0 | 0 | 0 | 0 | 0 | 0 | 0 | 0 | 0 | 0 | 0 | 0 | 0 | 0 | 0 | 0 | 0 | 0 | 0 | 0 | 0 | 0 | 0 | 0 | 0 | 0 | 0
[19 empty] | Fixed carbon costs | Input | £000s | 2.54e-10 | 2.54e-10 | 2.54e-10 | 2.54e-10 | 2.54e-10 | 2.54e-10 | 2.54e-10 | 2.54e-10 | 2.54e-10 | 2.54e-10 | 2.54e-10 | 2.54e-10 | 2.54e-10 | 2.54e-10 | 2.54e-10 | 2.54e-10 | 2.54e-10 | 2.54e-10 | 2.54e-10 | 2.54e-10 | 2.54e-10 | 2.54e-10 | 2.54e-10 | 2.54e-10 | 2.54e-10 | 2.54e-10 | 2.54e-10 | 2.54e-10 | 2.54e-10 | 2.54e-10 | 2.54e-10 | 2.54e-10 | 2.54e-10 | 2.54e-10 | 2.54e-10 | 2.54e-10 | 2.54e-10 | 2.54e-10 | 2.54e-10 | 2.54e-10 | 2.54e-10 | 2.54e-10 | 2.54e-10 | 2.54e-10 | 2.54e-10 | 2.54e-10 | 2.54e-10 | 2.54e-10 | 2.54e-10 | 2.54e-10 | 2.54e-10 | 2.54e-10 | 2.54e-10 | 2.54e-10 | 2.54e-10 | 2.54e-10 | 2.54e-10 | 2.54e-10 | 2.54e-10 | 2.54e-10 | 2.54e-10 | 2.54e-10 | 2.54e-10 | 2.54e-10 | 2.54e-10 | 2.54e-10 | 2.54e-10 | 2.54e-10 | 2.54e-10 | 2.54e-10 | 2.54e-10 | 2.54e-10 | 2.54e-10 | 2.54e-10 | 2.54e-10 | 2.54e-10 | 2.54e-10 | 2.54e-10 | 2.54e-10 | 2.54e-10 | 0 | 0 | 0 | 0 | 0 | 0 | 0 | 0 | 0 | 0 | 0 | 0 | 0 | 0 | 0 | 0 | 0 | 0 | 0 | 0 | 0 | 0 | 0 | 0
[19 empty] | Variable carbon costs | Input | £000s | 0 | 0 | 0 | 0 | 0 | 0 | 0 | 0 | 0 | 0 | 0 | 0 | 0 | 0 | 0 | 0 | 0 | 0 | 0 | 0 | 0 | 0 | 0 | 0 | 0 | 0 | 0 | 0 | 0 | 0 | 0 | 0 | 0 | 0 | 0 | 0 | 0 | 0 | 0 | 0 | 0 | 0 | 0 | 0 | 0 | 0 | 0 | 0 | 0 | 0 | 0 | 0 | 0 | 0 | 0 | 0 | 0 | 0 | 0 | 0 | 0 | 0 | 0 | 0 | 0 | 0 | 0 | 0 | 0 | 0 | 0 | 0 | 0 | 0 | 0 | 0 | 0 | 0 | 0 | 0 | 0 | 0 | 0 | 0 | 0 | 0 | 0 | 0 | 0 | 0 | 0 | 0 | 0 | 0 | 0 | 0 | 0 | 0 | 0 | 0 | 0 | 0 | 0 | 0
[19 empty] | Customer willingness to pay | Input | £000s | 0 | 0 | 0 | 0 | 0 | 0 | 0 | 0 | 0 | 0 | 0 | 0 | 0 | 0 | 0 | 0 | 0 | 0 | 0 | 0 | 0 | 0 | 0 | 0 | 0 | 0 | 0 | 0 | 0 | 0 | 0 | 0 | 0 | 0 | 0 | 0 | 0 | 0 | 0 | 0 | 0 | 0 | 0 | 0 | 0 | 0 | 0 | 0 | 0 | 0 | 0 | 0 | 0 | 0 | 0 | 0 | 0 | 0 | 0 | 0 | 0 | 0 | 0 | 0 | 0 | 0 | 0 | 0 | 0 | 0 | 0 | 0 | 0 | 0 | 0 | 0 | 0 | 0 | 0 | 0 | 0 | 0 | 0 | 0 | 0 | 0 | 0 | 0 | 0 | 0 | 0 | 0 | 0 | 0 | 0 | 0 | 0 | 0 | 0 | 0 | 0 | 0 | 0 | 0
[19 empty] | Total | Sum of above (excl WAFU) | £000s | 18 | 18 | 18 | 18 | 18 | 18 | 18 | 18 | 18 | 18 | 18 | 18 | 18 | 18 | 18 | 18 | 18 | 18 | 18 | 18 | 18 | 18 | 18 | 18 | 18 | 18 | 18 | 18 | 18 | 18 | 18 | 18 | 18 | 18 | 18 | 18 | 18 | 18 | 18 | 18 | 18 | 18 | 18 | 18 | 18 | 18 | 18 | 18 | 18 | 18 | 18 | 18 | 18 | 18 | 18 | 18 | 18 | 18 | 18 | 18 | 18 | 18 | 18 | 18 | 18 | 18 | 18 | 18 | 18 | 18 | 18 | 18 | 18 | 18 | 18 | 18 | 18 | 18 | 18 | 18 | 0 | 0 | 0 | 0 | 0 | 0 | 0 | 0 | 0 | 0 | 0 | 0 | 0 | 0 | 0 | 0 | 0 | 0 | 0 | 0 | 0 | 0 | 0 | 0
58.1x | SESW-RTR-R12: 20Ml/d transfer from Langley Park/North Looe Reservoirs to Outwood PS | SESW-RTR-R12 | Bulk Supply | N | 2020 | Capacity | 0 | 0 | 4538.2535 | 1106.3941 | 0 | 8361 | 563.5403 | 14569.1879 | #DIV/0! | #DIV/0! |  |  | Gains in WAFU / Savings in demand | Input | Ml/d | 0 | 0 | 0 | 0 | 0 | 0 | 0 | 0 | 0 | 0 | 0 | 0 | 0 | 0 | 0 | 0 | 0 | 0 | 0 | 0 | 0 | 0 | 0 | 0 | 0 | 0 | 0 | 0 | 0 | 0 | 0 | 0 | 0 | 0 | 0 | 0 | 0 | 0 | 0 | 0 | 0 | 0 | 0 | 0 | 0 | 0 | 0 | 0 | 0 | 0 | 0 | 0 | 0 | 0 | 0 | 0 | 0 | 0 | 0 | 0 | 0 | 0 | 0 | 0 | 0 | 0 | 0 | 0 | 0 | 0 | 0 | 0 | 0 | 0 | 0 | 0 | 0 | 0 | 0 | 0 | 0 | 0 | 0 | 0 | 0 | 0 | 0 | 0 | 0 | 0 | 0 | 0 | 0 | 0 | 0 | 0 | 0 | 0 | 0 | 0 | 0 | 0 | 0 | 0
[19 empty] | Fixed capex | Input | £000s | 330 | 330 | 330 | 330 | 330 | 330 | 330 | 330 | 330 | 330 | 0 | 0 | 0 | 0 | 0 | 0 | 0 | 0 | 0 | 0 | 0 | 0 | 0 | 0 | 0 | 0 | 0 | 0 | 0 | 0 | 0 | 0 | 0 | 0 | 0 | 0 | 0 | 0 | 0 | 0 | 0 | 0 | 0 | 0 | 0 | 0 | 0 | 0 | 0 | 0 | 0 | 0 | 0 | 0 | 0 | 0 | 0 | 0 | 0 | 0 | 0 | 0 | 0 | 0 | 0 | 0 | 0 | 0 | 0 | 0 | 0 | 0 | 0 | 0 | 0 | 0 | 0 | 0 | 0 | 0 | 0 | 0 | 0 | 0 | 0 | 0 | 0 | 0 | 0 | 0 | 0 | 0 | 0 | 0 | 0 | 0 | 0 | 0 | 0 | 0 | 0 | 0 | 0 | 0
[19 empty] | Variable capex | Input | £000s | 0 | 0 | 0 | 0 | 0 | 0 | 0 | 0 | 0 | 0 | 0 | 0 | 0 | 0 | 0 | 0 | 0 | 0 | 0 | 0 | 0 | 0 | 0 | 0 | 0 | 0 | 0 | 0 | 0 | 0 | 0 | 0 | 0 | 0 | 0 | 0 | 0 | 0 | 0 | 0 | 0 | 0 | 0 | 0 | 0 | 0 | 0 | 0 | 0 | 0 | 0 | 0 | 0 | 0 | 0 | 0 | 0 | 0 | 0 | 0 | 0 | 0 | 0 | 0 | 0 | 0 | 0 | 0 | 0 | 0 | 0 | 0 | 0 | 0 | 0 | 0 | 0 | 0 | 0 | 0 | 0 | 0 | 0 | 0 | 0 | 0 | 0 | 0 | 0 | 0 | 0 | 0 | 0 | 0 | 0 | 0 | 0 | 0 | 0 | 0 | 0 | 0 | 0 | 0
[19 empty] | Financing costs | Input | £000s | -170.9306 | -170.9306 | -170.9306 | -170.9306 | -170.9306 | -170.9306 | -170.9306 | -170.9306 | -170.9306 | -170.9306 | 159.0694 | 159.0694 | 159.0694 | 159.0694 | 159.0694 | 159.0694 | 159.0694 | 159.0694 | 159.0694 | 159.0694 | 159.0694 | 159.0694 | 159.0694 | 159.0694 | 159.0694 | 159.0694 | 159.0694 | 159.0694 | 159.0694 | 159.0694 | 159.0694 | 159.0694 | 159.0694 | 159.0694 | 159.0694 | 159.0694 | 159.0694 | 159.0694 | 159.0694 | 159.0694 | 159.0694 | 159.0694 | 159.0694 | 159.0694 | 159.0694 | 159.0694 | 159.0694 | 159.0694 | 159.0694 | 159.0694 | 159.0694 | 159.0694 | 159.0694 | 159.0694 | 159.0694 | 159.0694 | 159.0694 | 159.0694 | 159.0694 | 159.0694 | 159.0694 | 159.0694 | 159.0694 | 159.0694 | 159.0694 | 159.0694 | 159.0694 | 159.0694 | 159.0694 | 159.0694 | 159.0694 | 159.0694 | 159.0694 | 159.0694 | 159.0694 | 159.0694 | 159.0694 | 159.0694 | 159.0694 | 159.0694
[19 empty] | Fixed opex | Input | £000s | 38.78 | 38.78 | 38.78 | 38.78 | 38.78 | 38.78 | 38.78 | 38.78 | 38.78 | 38.78 | 38.78 | 38.78 | 38.78 | 38.78 | 38.78 | 38.78 | 38.78 | 38.78 | 38.78 | 38.78 | 38.78 | 38.78 | 38.78 | 38.78 | 38.78 | 38.78 | 38.78 | 38.78 | 38.78 | 38.78 | 38.78 | 38.78 | 38.78 | 38.78 | 38.78 | 38.78 | 38.78 | 38.78 | 38.78 | 38.78 | 38.78 | 38.78 | 38.78 | 38.78 | 38.78 | 38.78 | 38.78 | 38.78 | 38.78 | 38.78 | 38.78 | 38.78 | 38.78 | 38.78 | 38.78 | 38.78 | 38.78 | 38.78 | 38.78 | 38.78 | 38.78 | 38.78 | 38.78 | 38.78 | 38.78 | 38.78 | 38.78 | 38.78 | 38.78 | 38.78 | 38.78 | 38.78 | 38.78 | 38.78 | 38.78 | 38.78 | 38.78 | 38.78 | 38.78 | 38.78 | 0 | 0 | 0 | 0 | 0 | 0 | 0 | 0 | 0 | 0 | 0 | 0 | 0 | 0 | 0 | 0 | 0 | 0 | 0 | 0 | 0 | 0 | 0 | 0
[19 empty] | Variable opex | Input | £000s | 0 | 0 | 0 | 0 | 0 | 0 | 0 | 0 | 0 | 0 | 0 | 0 | 0 | 0 | 0 | 0 | 0 | 0 | 0 | 0 | 0 | 0 | 0 | 0 | 0 | 0 | 0 | 0 | 0 | 0 | 0 | 0 | 0 | 0 | 0 | 0 | 0 | 0 | 0 | 0 | 0 | 0 | 0 | 0 | 0 | 0 | 0 | 0 | 0 | 0 | 0 | 0 | 0 | 0 | 0 | 0 | 0 | 0 | 0 | 0 | 0 | 0 | 0 | 0 | 0 | 0 | 0 | 0 | 0 | 0 | 0 | 0 | 0 | 0 | 0 | 0 | 0 | 0 | 0 | 0 | 0 | 0 | 0 | 0 | 0 | 0 | 0 | 0 | 0 | 0 | 0 | 0 | 0 | 0 | 0 | 0 | 0 | 0 | 0 | 0 | 0 | 0 | 0 | 0
[19 empty] | Opex savings | Input | £000s | 0 | 0 | 0 | 0 | 0 | 0 | 0 | 0 | 0 | 0 | 0 | 0 | 0 | 0 | 0 | 0 | 0 | 0 | 0 | 0 | 0 | 0 | 0 | 0 | 0 | 0 | 0 | 0 | 0 | 0 | 0 | 0 | 0 | 0 | 0 | 0 | 0 | 0 | 0 | 0 | 0 | 0 | 0 | 0 | 0 | 0 | 0 | 0 | 0 | 0 | 0 | 0 | 0 | 0 | 0 | 0 | 0 | 0 | 0 | 0 | 0 | 0 | 0 | 0 | 0 | 0 | 0 | 0 | 0 | 0 | 0 | 0 | 0 | 0 | 0 | 0 | 0 | 0 | 0 | 0 | 0 | 0 | 0 | 0 | 0 | 0 | 0 | 0 | 0 | 0 | 0 | 0 | 0 | 0 | 0 | 0 | 0 | 0 | 0 | 0 | 0 | 0 | 0 | 0
[19 empty] | Fixed env & social | Input | £000s | 68 | 18 | 18 | 18 | 18 | 18 | 18 | 18 | 18 | 18 | 18 | 18 | 18 | 18 | 18 | 18 | 18 | 18 | 18 | 18 | 18 | 18 | 18 | 18 | 18 | 18 | 18 | 18 | 18 | 18 | 18 | 18 | 18 | 18 | 18 | 18 | 18 | 18 | 18 | 18 | 18 | 18 | 18 | 18 | 18 | 18 | 18 | 18 | 18 | 18 | 18 | 18 | 18 | 18 | 18 | 18 | 18 | 18 | 18 | 18 | 18 | 18 | 18 | 18 | 18 | 18 | 18 | 18 | 18 | 18 | 18 | 18 | 18 | 18 | 18 | 18 | 18 | 18 | 18 | 18 | 0 | 0 | 0 | 0 | 0 | 0 | 0 | 0 | 0 | 0 | 0 | 0 | 0 | 0 | 0 | 0 | 0 | 0 | 0 | 0 | 0 | 0 | 0 | 0
[19 empty] | Variable env & social | Input | £000s | 0 | 0 | 0 | 0 | 0 | 0 | 0 | 0 | 0 | 0 | 0 | 0 | 0 | 0 | 0 | 0 | 0 | 0 | 0 | 0 | 0 | 0 | 0 | 0 | 0 | 0 | 0 | 0 | 0 | 0 | 0 | 0 | 0 | 0 | 0 | 0 | 0 | 0 | 0 | 0 | 0 | 0 | 0 | 0 | 0 | 0 | 0 | 0 | 0 | 0 | 0 | 0 | 0 | 0 | 0 | 0 | 0 | 0 | 0 | 0 | 0 | 0 | 0 | 0 | 0 | 0 | 0 | 0 | 0 | 0 | 0 | 0 | 0 | 0 | 0 | 0 | 0 | 0 | 0 | 0 | 0 | 0 | 0 | 0 | 0 | 0 | 0 | 0 | 0 | 0 | 0 | 0 | 0 | 0 | 0 | 0 | 0 | 0 | 0 | 0 | 0 | 0 | 0 | 0
[19 empty] | Fixed carbon costs | Input | £000s | 8361 | 3.49e-10 | 3.49e-10 | 3.49e-10 | 3.49e-10 | 3.49e-10 | 3.49e-10 | 3.49e-10 | 3.49e-10 | 3.49e-10 | 3.49e-10 | 3.49e-10 | 3.49e-10 | 3.49e-10 | 3.49e-10 | 3.49e-10 | 3.49e-10 | 3.49e-10 | 3.49e-10 | 3.49e-10 | 3.49e-10 | 3.49e-10 | 3.49e-10 | 3.49e-10 | 3.49e-10 | 3.49e-10 | 3.49e-10 | 3.49e-10 | 3.49e-10 | 3.49e-10 | 3.49e-10 | 3.49e-10 | 3.49e-10 | 3.49e-10 | 3.49e-10 | 3.49e-10 | 3.49e-10 | 3.49e-10 | 3.49e-10 | 3.49e-10 | 3.49e-10 | 3.49e-10 | 3.49e-10 | 3.49e-10 | 3.49e-10 | 3.49e-10 | 3.49e-10 | 3.49e-10 | 3.49e-10 | 3.49e-10 | 3.49e-10 | 3.49e-10 | 3.49e-10 | 3.49e-10 | 3.49e-10 | 3.49e-10 | 3.49e-10 | 3.49e-10 | 3.49e-10 | 3.49e-10 | 3.49e-10 | 3.49e-10 | 3.49e-10 | 3.49e-10 | 3.49e-10 | 3.49e-10 | 3.49e-10 | 3.49e-10 | 3.49e-10 | 3.49e-10 | 3.49e-10 | 3.49e-10 | 3.49e-10 | 3.49e-10 | 3.49e-10 | 3.49e-10 | 3.49e-10 | 3.49e-10 | 3.49e-10 | 3.49e-10 | 0 | 0 | 0 | 0 | 0 | 0 | 0 | 0 | 0 | 0 | 0 | 0 | 0 | 0 | 0 | 0 | 0 | 0 | 0 | 0 | 0 | 0 | 0 | 0
[19 empty] | Variable carbon costs | Input | £000s | 0 | 0 | 0 | 0 | 0 | 0 | 0 | 0 | 0 | 0 | 0 | 0 | 0 | 0 | 0 | 0 | 0 | 0 | 0 | 0 | 0 | 0 | 0 | 0 | 0 | 0 | 0 | 0 | 0 | 0 | 0 | 0 | 0 | 0 | 0 | 0 | 0 | 0 | 0 | 0 | 0 | 0 | 0 | 0 | 0 | 0 | 0 | 0 | 0 | 0 | 0 | 0 | 0 | 0 | 0 | 0 | 0 | 0 | 0 | 0 | 0 | 0 | 0 | 0 | 0 | 0 | 0 | 0 | 0 | 0 | 0 | 0 | 0 | 0 | 0 | 0 | 0 | 0 | 0 | 0 | 0 | 0 | 0 | 0 | 0 | 0 | 0 | 0 | 0 | 0 | 0 | 0 | 0 | 0 | 0 | 0 | 0 | 0 | 0 | 0 | 0 | 0 | 0 | 0
[19 empty] | Customer willingness to pay | Input | £000s | 0 | 0 | 0 | 0 | 0 | 0 | 0 | 0 | 0 | 0 | 0 | 0 | 0 | 0 | 0 | 0 | 0 | 0 | 0 | 0 | 0 | 0 | 0 | 0 | 0 | 0 | 0 | 0 | 0 | 0 | 0 | 0 | 0 | 0 | 0 | 0 | 0 | 0 | 0 | 0 | 0 | 0 | 0 | 0 | 0 | 0 | 0 | 0 | 0 | 0 | 0 | 0 | 0 | 0 | 0 | 0 | 0 | 0 | 0 | 0 | 0 | 0 | 0 | 0 | 0 | 0 | 0 | 0 | 0 | 0 | 0 | 0 | 0 | 0 | 0 | 0 | 0 | 0 | 0 | 0 | 0 | 0 | 0 | 0 | 0 | 0 | 0 | 0 | 0 | 0 | 0 | 0 | 0 | 0 | 0 | 0 | 0 | 0 | 0 | 0 | 0 | 0 | 0 | 0
[19 empty] | Total | Sum of above (excl WAFU) | £000s | 8626.8494 | 215.8494 | 215.8494 | 215.8494 | 215.8494 | 215.8494 | 215.8494 | 215.8494 | 215.8494 | 215.8494 | 215.8494 | 215.8494 | 215.8494 | 215.8494 | 215.8494 | 215.8494 | 215.8494 | 215.8494 | 215.8494 | 215.8494 | 215.8494 | 215.8494 | 215.8494 | 215.8494 | 215.8494 | 215.8494 | 215.8494 | 215.8494 | 215.8494 | 215.8494 | 215.8494 | 215.8494 | 215.8494 | 215.8494 | 215.8494 | 215.8494 | 215.8494 | 215.8494 | 215.8494 | 215.8494 | 215.8494 | 215.8494 | 215.8494 | 215.8494 | 215.8494 | 215.8494 | 215.8494 | 215.8494 | 215.8494 | 215.8494 | 215.8494 | 215.8494 | 215.8494 | 215.8494 | 215.8494 | 215.8494 | 215.8494 | 215.8494 | 215.8494 | 215.8494 | 215.8494 | 215.8494 | 215.8494 | 215.8494 | 215.8494 | 215.8494 | 215.8494 | 215.8494 | 215.8494 | 215.8494 | 215.8494 | 215.8494 | 215.8494 | 215.8494 | 215.8494 | 215.8494 | 215.8494 | 215.8494 | 215.8494 | 215.8494 | 0 | 0 | 0 | 0 | 0 | 0 | 0 | 0 | 0 | 0 | 0 | 0 | 0 | 0 | 0 | 0 | 0 | 0 | 0 | 0 | 0 | 0 | 0 | 0
58.1x | SESW-ASR-R2: North Downs Confined Chalk AR extension 1 (Bishopsford Road) | SESW-ASR-R2 | Aquifer Recharge | N | 2020 | Capacity | 0 | 0 | 773.9951 | 1552.033 | 0 | 304 | 70.472 | 2700.5001 | #DIV/0! | #DIV/0! |  |  | Gains in WAFU / Savings in demand | Input | Ml/d | 0 | 0 | 0 | 0 | 0 | 0 | 0 | 0 | 0 | 0 | 0 | 0 | 0 | 0 | 0 | 0 | 0 | 0 | 0 | 0 | 0 | 0 | 0 | 0 | 0 | 0 | 0 | 0 | 0 | 0 | 0 | 0 | 0 | 0 | 0 | 0 | 0 | 0 | 0 | 0 | 0 | 0 | 0 | 0 | 0 | 0 | 0 | 0 | 0 | 0 | 0 | 0 | 0 | 0 | 0 | 0 | 0 | 0 | 0 | 0 | 0 | 0 | 0 | 0 | 0 | 0 | 0 | 0 | 0 | 0 | 0 | 0 | 0 | 0 | 0 | 0 | 0 | 0 | 0 | 0 | 0 | 0 | 0 | 0 | 0 | 0 | 0 | 0 | 0 | 0 | 0 | 0 | 0 | 0 | 0 | 0 | 0 | 0 | 0 | 0 | 0 | 0 | 0 | 0
[19 empty] | Fixed capex | Input | £000s | 213.3333 | 213.3333 | 213.3333 | 0 | 0 | 0 | 0 | 0 | 0 | 0 | 0 | 0 | 0 | 0 | 0 | 0 | 0 | 0 | 0 | 0 | 0 | 0 | 0 | 0 | 0 | 0 | 0 | 0 | 0 | 0 | 0 | 0 | 0 | 0 | 0 | 0 | 0 | 0 | 0 | 0 | 0 | 0 | 0 | 0 | 0 | 0 | 0 | 0 | 0 | 0 | 0 | 0 | 0 | 0 | 0 | 0 | 0 | 0 | 0 | 0 | 0 | 0 | 0 | 0 | 0 | 0 | 0 | 0 | 0 | 0 | 0 | 0 | 0 | 0 | 0 | 0 | 0 | 0 | 0 | 0 | 0 | 0 | 0 | 0 | 0 | 0 | 0 | 0 | 0 | 0 | 0 | 0 | 0 | 0 | 0 | 0 | 0 | 0 | 0 | 0 | 0 | 0 | 0 | 0
[19 empty] | Variable capex | Input | £000s | 0 | 0 | 0 | 0 | 0 | 0 | 0 | 0 | 0 | 0 | 0 | 0 | 0 | 0 | 0 | 0 | 0 | 0 | 0 | 0 | 0 | 0 | 0 | 0 | 0 | 0 | 0 | 0 | 0 | 0 | 0 | 0 | 0 | 0 | 0 | 0 | 0 | 0 | 0 | 0 | 0 | 0 | 0 | 0 | 0 | 0 | 0 | 0 | 0 | 0 | 0 | 0 | 0 | 0 | 0 | 0 | 0 | 0 | 0 | 0 | 0 | 0 | 0 | 0 | 0 | 0 | 0 | 0 | 0 | 0 | 0 | 0 | 0 | 0 | 0 | 0 | 0 | 0 | 0 | 0 | 0 | 0 | 0 | 0 | 0 | 0 | 0 | 0 | 0 | 0 | 0 | 0 | 0 | 0 | 0 | 0 | 0 | 0 | 0 | 0 | 0 | 0 | 0 | 0
[19 empty] | Financing costs | Input | £000s | -186.2042 | -186.2042 | -186.2042 | 27.1292 | 27.1292 | 27.1292 | 27.1292 | 27.1292 | 27.1292 | 27.1292 | 27.1292 | 27.1292 | 27.1292 | 27.1292 | 27.1292 | 27.1292 | 27.1292 | 27.1292 | 27.1292 | 27.1292 | 27.1292 | 27.1292 | 27.1292 | 27.1292 | 27.1292 | 27.1292 | 27.1292 | 27.1292 | 27.1292 | 27.1292 | 27.1292 | 27.1292 | 27.1292 | 27.1292 | 27.1292 | 27.1292 | 27.1292 | 27.1292 | 27.1292 | 27.1292 | 27.1292 | 27.1292 | 27.1292 | 27.1292 | 27.1292 | 27.1292 | 27.1292 | 27.1292 | 27.1292 | 27.1292 | 27.1292 | 27.1292 | 27.1292 | 27.1292 | 27.1292 | 27.1292 | 27.1292 | 27.1292 | 27.1292 | 27.1292 | 27.1292 | 27.1292 | 27.1292 | 27.1292 | 27.1292 | 27.1292 | 27.1292 | 27.1292 | 27.1292 | 27.1292 | 27.1292 | 27.1292 | 27.1292 | 27.1292 | 27.1292 | 27.1292 | 27.1292 | 27.1292 | 27.1292 | 27.1292
[19 empty] | Fixed opex | Input | £000s | 54.4 | 54.4 | 54.4 | 54.4 | 54.4 | 54.4 | 54.4 | 54.4 | 54.4 | 54.4 | 54.4 | 54.4 | 54.4 | 54.4 | 54.4 | 54.4 | 54.4 | 54.4 | 54.4 | 54.4 | 54.4 | 54.4 | 54.4 | 54.4 | 54.4 | 54.4 | 54.4 | 54.4 | 54.4 | 54.4 | 54.4 | 54.4 | 54.4 | 54.4 | 54.4 | 54.4 | 54.4 | 54.4 | 54.4 | 54.4 | 54.4 | 54.4 | 54.4 | 54.4 | 54.4 | 54.4 | 54.4 | 54.4 | 54.4 | 54.4 | 54.4 | 54.4 | 54.4 | 54.4 | 54.4 | 54.4 | 54.4 | 54.4 | 54.4 | 54.4 | 54.4 | 54.4 | 54.4 | 54.4 | 54.4 | 54.4 | 54.4 | 54.4 | 54.4 | 54.4 | 54.4 | 54.4 | 54.4 | 54.4 | 54.4 | 54.4 | 54.4 | 54.4 | 54.4 | 54.4 | 0 | 0 | 0 | 0 | 0 | 0 | 0 | 0 | 0 | 0 | 0 | 0 | 0 | 0 | 0 | 0 | 0 | 0 | 0 | 0 | 0 | 0 | 0 | 0
[19 empty] | Variable opex | Input | £000s | 0 | 0 | 0 | 0 | 0 | 0 | 0 | 0 | 0 | 0 | 0 | 0 | 0 | 0 | 0 | 0 | 0 | 0 | 0 | 0 | 0 | 0 | 0 | 0 | 0 | 0 | 0 | 0 | 0 | 0 | 0 | 0 | 0 | 0 | 0 | 0 | 0 | 0 | 0 | 0 | 0 | 0 | 0 | 0 | 0 | 0 | 0 | 0 | 0 | 0 | 0 | 0 | 0 | 0 | 0 | 0 | 0 | 0 | 0 | 0 | 0 | 0 | 0 | 0 | 0 | 0 | 0 | 0 | 0 | 0 | 0 | 0 | 0 | 0 | 0 | 0 | 0 | 0 | 0 | 0 | 0 | 0 | 0 | 0 | 0 | 0 | 0 | 0 | 0 | 0 | 0 | 0 | 0 | 0 | 0 | 0 | 0 | 0 | 0 | 0 | 0 | 0 | 0 | 0
[19 empty] | Opex savings | Input | £000s | 0 | 0 | 0 | 0 | 0 | 0 | 0 | 0 | 0 | 0 | 0 | 0 | 0 | 0 | 0 | 0 | 0 | 0 | 0 | 0 | 0 | 0 | 0 | 0 | 0 | 0 | 0 | 0 | 0 | 0 | 0 | 0 | 0 | 0 | 0 | 0 | 0 | 0 | 0 | 0 | 0 | 0 | 0 | 0 | 0 | 0 | 0 | 0 | 0 | 0 | 0 | 0 | 0 | 0 | 0 | 0 | 0 | 0 | 0 | 0 | 0 | 0 | 0 | 0 | 0 | 0 | 0 | 0 | 0 | 0 | 0 | 0 | 0 | 0 | 0 | 0 | 0 | 0 | 0 | 0 | 0 | 0 | 0 | 0 | 0 | 0 | 0 | 0 | 0 | 0 | 0 | 0 | 0 | 0 | 0 | 0 | 0 | 0 | 0 | 0 | 0 | 0 | 0 | 0
[19 empty] | Fixed env & social | Input | £000s | 4.4 | 2.4 | 2.4 | 2.4 | 2.4 | 2.4 | 2.4 | 2.4 | 2.4 | 2.4 | 2.4 | 2.4 | 2.4 | 2.4 | 2.4 | 2.4 | 2.4 | 2.4 | 2.4 | 2.4 | 2.4 | 2.4 | 2.4 | 2.4 | 2.4 | 2.4 | 2.4 | 2.4 | 2.4 | 2.4 | 2.4 | 2.4 | 2.4 | 2.4 | 2.4 | 2.4 | 2.4 | 2.4 | 2.4 | 2.4 | 2.4 | 2.4 | 2.4 | 2.4 | 2.4 | 2.4 | 2.4 | 2.4 | 2.4 | 2.4 | 2.4 | 2.4 | 2.4 | 2.4 | 2.4 | 2.4 | 2.4 | 2.4 | 2.4 | 2.4 | 2.4 | 2.4 | 2.4 | 2.4 | 2.4 | 2.4 | 2.4 | 2.4 | 2.4 | 2.4 | 2.4 | 2.4 | 2.4 | 2.4 | 2.4 | 2.4 | 2.4 | 2.4 | 2.4 | 2.4 | 0 | 0 | 0 | 0 | 0 | 0 | 0 | 0 | 0 | 0 | 0 | 0 | 0 | 0 | 0 | 0 | 0 | 0 | 0 | 0 | 0 | 0 | 0 | 0
[19 empty] | Variable env & social | Input | £000s | 0 | 0 | 0 | 0 | 0 | 0 | 0 | 0 | 0 | 0 | 0 | 0 | 0 | 0 | 0 | 0 | 0 | 0 | 0 | 0 | 0 | 0 | 0 | 0 | 0 | 0 | 0 | 0 | 0 | 0 | 0 | 0 | 0 | 0 | 0 | 0 | 0 | 0 | 0 | 0 | 0 | 0 | 0 | 0 | 0 | 0 | 0 | 0 | 0 | 0 | 0 | 0 | 0 | 0 | 0 | 0 | 0 | 0 | 0 | 0 | 0 | 0 | 0 | 0 | 0 | 0 | 0 | 0 | 0 | 0 | 0 | 0 | 0 | 0 | 0 | 0 | 0 | 0 | 0 | 0 | 0 | 0 | 0 | 0 | 0 | 0 | 0 | 0 | 0 | 0 | 0 | 0 | 0 | 0 | 0 | 0 | 0 | 0 | 0 | 0 | 0 | 0 | 0 | 0
[19 empty] | Fixed carbon costs | Input | £000s | 304 | 8.05e-10 | 8.05e-10 | 8.05e-10 | 8.05e-10 | 8.05e-10 | 8.05e-10 | 8.05e-10 | 8.05e-10 | 8.05e-10 | 8.05e-10 | 8.05e-10 | 8.05e-10 | 8.05e-10 | 8.05e-10 | 8.05e-10 | 8.05e-10 | 8.05e-10 | 8.05e-10 | 8.05e-10 | 8.05e-10 | 8.05e-10 | 8.05e-10 | 8.05e-10 | 8.05e-10 | 8.05e-10 | 8.05e-10 | 8.05e-10 | 8.05e-10 | 8.05e-10 | 8.05e-10 | 8.05e-10 | 8.05e-10 | 8.05e-10 | 8.05e-10 | 8.05e-10 | 8.05e-10 | 8.05e-10 | 8.05e-10 | 8.05e-10 | 8.05e-10 | 8.05e-10 | 8.05e-10 | 8.05e-10 | 8.05e-10 | 8.05e-10 | 8.05e-10 | 8.05e-10 | 8.05e-10 | 8.05e-10 | 8.05e-10 | 8.05e-10 | 8.05e-10 | 8.05e-10 | 8.05e-10 | 8.05e-10 | 8.05e-10 | 8.05e-10 | 8.05e-10 | 8.05e-10 | 8.05e-10 | 8.05e-10 | 8.05e-10 | 8.05e-10 | 8.05e-10 | 8.05e-10 | 8.05e-10 | 8.05e-10 | 8.05e-10 | 8.05e-10 | 8.05e-10 | 8.05e-10 | 8.05e-10 | 8.05e-10 | 8.05e-10 | 8.05e-10 | 8.05e-10 | 8.05e-10 | 8.05e-10 | 8.05e-10 | 0 | 0 | 0 | 0 | 0 | 0 | 0 | 0 | 0 | 0 | 0 | 0 | 0 | 0 | 0 | 0 | 0 | 0 | 0 | 0 | 0 | 0 | 0 | 0
[19 empty] | Variable carbon costs | Input | £000s | 0 | 0 | 0 | 0 | 0 | 0 | 0 | 0 | 0 | 0 | 0 | 0 | 0 | 0 | 0 | 0 | 0 | 0 | 0 | 0 | 0 | 0 | 0 | 0 | 0 | 0 | 0 | 0 | 0 | 0 | 0 | 0 | 0 | 0 | 0 | 0 | 0 | 0 | 0 | 0 | 0 | 0 | 0 | 0 | 0 | 0 | 0 | 0 | 0 | 0 | 0 | 0 | 0 | 0 | 0 | 0 | 0 | 0 | 0 | 0 | 0 | 0 | 0 | 0 | 0 | 0 | 0 | 0 | 0 | 0 | 0 | 0 | 0 | 0 | 0 | 0 | 0 | 0 | 0 | 0 | 0 | 0 | 0 | 0 | 0 | 0 | 0 | 0 | 0 | 0 | 0 | 0 | 0 | 0 | 0 | 0 | 0 | 0 | 0 | 0 | 0 | 0 | 0 | 0
[19 empty] | Customer willingness to pay | Input | £000s | 0 | 0 | 0 | 0 | 0 | 0 | 0 | 0 | 0 | 0 | 0 | 0 | 0 | 0 | 0 | 0 | 0 | 0 | 0 | 0 | 0 | 0 | 0 | 0 | 0 | 0 | 0 | 0 | 0 | 0 | 0 | 0 | 0 | 0 | 0 | 0 | 0 | 0 | 0 | 0 | 0 | 0 | 0 | 0 | 0 | 0 | 0 | 0 | 0 | 0 | 0 | 0 | 0 | 0 | 0 | 0 | 0 | 0 | 0 | 0 | 0 | 0 | 0 | 0 | 0 | 0 | 0 | 0 | 0 | 0 | 0 | 0 | 0 | 0 | 0 | 0 | 0 | 0 | 0 | 0 | 0 | 0 | 0 | 0 | 0 | 0 | 0 | 0 | 0 | 0 | 0 | 0 | 0 | 0 | 0 | 0 | 0 | 0 | 0 | 0 | 0 | 0 | 0 | 0
[19 empty] | Total | Sum of above (excl WAFU) | £000s | 389.9292 | 83.9292 | 83.9292 | 83.9292 | 83.9292 | 83.9292 | 83.9292 | 83.9292 | 83.9292 | 83.9292 | 83.9292 | 83.9292 | 83.9292 | 83.9292 | 83.9292 | 83.9292 | 83.9292 | 83.9292 | 83.9292 | 83.9292 | 83.9292 | 83.9292 | 83.9292 | 83.9292 | 83.9292 | 83.9292 | 83.9292 | 83.9292 | 83.9292 | 83.9292 | 83.9292 | 83.9292 | 83.9292 | 83.9292 | 83.9292 | 83.9292 | 83.9292 | 83.9292 | 83.9292 | 83.9292 | 83.9292 | 83.9292 | 83.9292 | 83.9292 | 83.9292 | 83.9292 | 83.9292 | 83.9292 | 83.9292 | 83.9292 | 83.9292 | 83.9292 | 83.9292 | 83.9292 | 83.9292 | 83.9292 | 83.9292 | 83.9292 | 83.9292 | 83.9292 | 83.9292 | 83.9292 | 83.9292 | 83.9292 | 83.9292 | 83.9292 | 83.9292 | 83.9292 | 83.9292 | 83.9292 | 83.9292 | 83.9292 | 83.9292 | 83.9292 | 83.9292 | 83.9292 | 83.9292 | 83.9292 | 83.9292 | 83.9292 | 0 | 0 | 0 | 0 | 0 | 0 | 0 | 0 | 0 | 0 | 0 | 0 | 0 | 0 | 0 | 0 | 0 | 0 | 0 | 0 | 0 | 0 | 0 | 0
58.1x | SESW-RES-R1: Raising of Bough Beech reservoir | SESW-RES-R1 | Reservoir enlargement | N | 2020 | Capacity | 4.9 | 51025.9364 | 192968.5808 | 8322.0868 | 0 | 9074 | -832.3518 | 209532.3159 | 394.487 | 410.6388 |  |  | Gains in WAFU / Savings in demand | Input | Ml/d | 4.9 | 4.9 | 4.9 | 4.9 | 4.9 | 4.9 | 4.9 | 4.9 | 4.9 | 4.9 | 4.9 | 4.9 | 4.9 | 4.9 | 4.9 | 4.9 | 4.9 | 4.9 | 4.9 | 4.9 | 4.9 | 4.9 | 4.9 | 4.9 | 4.9 | 4.9 | 4.9 | 4.9 | 4.9 | 4.9 | 4.9 | 4.9 | 4.9 | 4.9 | 4.9 | 4.9 | 4.9 | 4.9 | 4.9 | 4.9 | 4.9 | 4.9 | 4.9 | 4.9 | 4.9 | 4.9 | 4.9 | 4.9 | 4.9 | 4.9 | 4.9 | 4.9 | 4.9 | 4.9 | 4.9 | 4.9 | 4.9 | 4.9 | 4.9 | 4.9 | 4.9 | 4.9 | 4.9 | 4.9 | 4.9 | 4.9 | 4.9 | 4.9 | 4.9 | 4.9 | 4.9 | 4.9 | 4.9 | 4.9 | 4.9 | 4.9 | 4.9 | 4.9 | 4.9 | 4.9 | 0 | 0 | 0 | 0 | 0 | 0 | 0 | 0 | 0 | 0 | 0 | 0 | 0 | 0 | 0 | 0 | 0 | 0 | 0 | 0 | 0 | 0 | 0 | 0
[19 empty] | Fixed capex | Input | £000s | 15000 | 15000 | 15000 | 15000 | 15000 | 15000 | 15000 | 15000 | 15000 | 15000 | 0 | 0 | 0 | 0 | 0 | 0 | 0 | 0 | 0 | 0 | 0 | 0 | 0 | 0 | 0 | 0 | 0 | 0 | 0 | 0 | 0 | 0 | 0 | 0 | 0 | 0 | 0 | 0 | 0 | 0 | 0 | 0 | 0 | 0 | 0 | 0 | 0 | 0 | 0 | 0 | 0 | 0 | 0 | 0 | 0 | 0 | 0 | 0 | 0 | 0 | 0 | 0 | 0 | 0 | 0 | 0 | 0 | 0 | 0 | 0 | 0 | 0 | 0 | 0 | 0 | 0 | 0 | 0 | 0 | 0 | 0 | 0 | 0 | 0 | 0 | 0 | 0 | 0 | 0 | 0 | 0 | 0 | 0 | 0 | 0 | 0 | 0 | 0 | 0 | 0 | 0 | 0 | 0 | 0
[19 empty] | Variable capex | Input | £000s | 0 | 0 | 0 | 0 | 0 | 0 | 0 | 0 | 0 | 0 | 0 | 0 | 0 | 0 | 0 | 0 | 0 | 0 | 0 | 0 | 0 | 0 | 0 | 0 | 0 | 0 | 0 | 0 | 0 | 0 | 0 | 0 | 0 | 0 | 0 | 0 | 0 | 0 | 0 | 0 | 0 | 0 | 0 | 0 | 0 | 0 | 0 | 0 | 0 | 0 | 0 | 0 | 0 | 0 | 0 | 0 | 0 | 0 | 0 | 0 | 0 | 0 | 0 | 0 | 0 | 0 | 0 | 0 | 0 | 0 | 0 | 0 | 0 | 0 | 0 | 0 | 0 | 0 | 0 | 0 | 0 | 0 | 0 | 0 | 0 | 0 | 0 | 0 | 0 | 0 | 0 | 0 | 0 | 0 | 0 | 0 | 0 | 0 | 0 | 0 | 0 | 0 | 0 | 0
[19 empty] | Financing costs | Input | £000s | -8236.2965 | -8236.2965 | -8236.2965 | -8236.2965 | -8236.2965 | -8236.2965 | -8236.2965 | -8236.2965 | -8236.2965 | -8236.2965 | 6763.7035 | 6763.7035 | 6763.7035 | 6763.7035 | 6763.7035 | 6763.7035 | 6763.7035 | 6763.7035 | 6763.7035 | 6763.7035 | 6763.7035 | 6763.7035 | 6763.7035 | 6763.7035 | 6763.7035 | 6763.7035 | 6763.7035 | 6763.7035 | 6763.7035 | 6763.7035 | 6763.7035 | 6763.7035 | 6763.7035 | 6763.7035 | 6763.7035 | 6763.7035 | 6763.7035 | 6763.7035 | 6763.7035 | 6763.7035 | 6763.7035 | 6763.7035 | 6763.7035 | 6763.7035 | 6763.7035 | 6763.7035 | 6763.7035 | 6763.7035 | 6763.7035 | 6763.7035 | 6763.7035 | 6763.7035 | 6763.7035 | 6763.7035 | 6763.7035 | 6763.7035 | 6763.7035 | 6763.7035 | 6763.7035 | 6763.7035 | 6763.7035 | 6763.7035 | 6763.7035 | 6763.7035 | 6763.7035 | 6763.7035 | 6763.7035 | 6763.7035 | 6763.7035 | 6763.7035 | 6763.7035 | 6763.7035 | 6763.7035 | 6763.7035 | 6763.7035 | 6763.7035 | 6763.7035 | 6763.7035 | 6763.7035 | 6763.7035
[19 empty] | Fixed opex | Input | £000s | 31.94 | 31.94 | 31.94 | 31.94 | 31.94 | 31.94 | 31.94 | 31.94 | 31.94 | 31.94 | 31.94 | 31.94 | 31.94 | 31.94 | 31.94 | 31.94 | 31.94 | 31.94 | 31.94 | 31.94 | 31.94 | 31.94 | 31.94 | 31.94 | 31.94 | 31.94 | 31.94 | 31.94 | 31.94 | 31.94 | 31.94 | 31.94 | 31.94 | 31.94 | 31.94 | 31.94 | 31.94 | 31.94 | 31.94 | 31.94 | 31.94 | 31.94 | 31.94 | 31.94 | 31.94 | 31.94 | 31.94 | 31.94 | 31.94 | 31.94 | 31.94 | 31.94 | 31.94 | 31.94 | 31.94 | 31.94 | 31.94 | 31.94 | 31.94 | 31.94 | 31.94 | 31.94 | 31.94 | 31.94 | 31.94 | 31.94 | 31.94 | 31.94 | 31.94 | 31.94 | 31.94 | 31.94 | 31.94 | 31.94 | 31.94 | 31.94 | 31.94 | 31.94 | 31.94 | 31.94 | 0 | 0 | 0 | 0 | 0 | 0 | 0 | 0 | 0 | 0 | 0 | 0 | 0 | 0 | 0 | 0 | 0 | 0 | 0 | 0 | 0 | 0 | 0 | 0
[19 empty] | Variable opex | Input | £000s | 259.7558 | 259.7558 | 259.7558 | 259.7558 | 259.7558 | 259.7558 | 259.7558 | 259.7558 | 259.7558 | 259.7558 | 259.7558 | 259.7558 | 259.7558 | 259.7558 | 259.7558 | 259.7558 | 259.7558 | 259.7558 | 259.7558 | 259.7558 | 259.7558 | 259.7558 | 259.7558 | 259.7558 | 259.7558 | 259.7558 | 259.7558 | 259.7558 | 259.7558 | 259.7558 | 259.7558 | 259.7558 | 259.7558 | 259.7558 | 259.7558 | 259.7558 | 259.7558 | 259.7558 | 259.7558 | 259.7558 | 259.7558 | 259.7558 | 259.7558 | 259.7558 | 259.7558 | 259.7558 | 259.7558 | 259.7558 | 259.7558 | 259.7558 | 259.7558 | 259.7558 | 259.7558 | 259.7558 | 259.7558 | 259.7558 | 259.7558 | 259.7558 | 259.7558 | 259.7558 | 259.7558 | 259.7558 | 259.7558 | 259.7558 | 259.7558 | 259.7558 | 259.7558 | 259.7558 | 259.7558 | 259.7558 | 259.7558 | 259.7558 | 259.7558 | 259.7558 | 259.7558 | 259.7558 | 259.7558 | 259.7558 | 259.7558 | 259.7558 | 0 | 0 | 0 | 0 | 0 | 0 | 0 | 0 | 0 | 0 | 0 | 0 | 0 | 0 | 0 | 0 | 0 | 0 | 0 | 0 | 0 | 0 | 0 | 0
[19 empty] | Opex savings | Input | £000s | 0 | 0 | 0 | 0 | 0 | 0 | 0 | 0 | 0 | 0 | 0 | 0 | 0 | 0 | 0 | 0 | 0 | 0 | 0 | 0 | 0 | 0 | 0 | 0 | 0 | 0 | 0 | 0 | 0 | 0 | 0 | 0 | 0 | 0 | 0 | 0 | 0 | 0 | 0 | 0 | 0 | 0 | 0 | 0 | 0 | 0 | 0 | 0 | 0 | 0 | 0 | 0 | 0 | 0 | 0 | 0 | 0 | 0 | 0 | 0 | 0 | 0 | 0 | 0 | 0 | 0 | 0 | 0 | 0 | 0 | 0 | 0 | 0 | 0 | 0 | 0 | 0 | 0 | 0 | 0 | 0 | 0 | 0 | 0 | 0 | 0 | 0 | 0 | 0 | 0 | 0 | 0 | 0 | 0 | 0 | 0 | 0 | 0 | 0 | 0 | 0 | 0 | 0 | 0
[19 empty] | Fixed env & social | Input | £000s | 453.3 | -46.7 | -46.7 | -46.7 | -46.7 | -46.7 | -46.7 | -46.7 | -46.7 | -46.7 | -46.7 | -46.7 | -46.7 | -46.7 | -46.7 | -46.7 | -46.7 | -46.7 | -46.7 | -46.7 | -46.7 | -46.7 | -46.7 | -46.7 | -46.7 | -46.7 | -46.7 | -46.7 | -46.7 | -46.7 | -46.7 | -46.7 | -46.7 | -46.7 | -46.7 | -46.7 | -46.7 | -46.7 | -46.7 | -46.7 | -46.7 | -46.7 | -46.7 | -46.7 | -46.7 | -46.7 | -46.7 | -46.7 | -46.7 | -46.7 | -46.7 | -46.7 | -46.7 | -46.7 | -46.7 | -46.7 | -46.7 | -46.7 | -46.7 | -46.7 | -46.7 | -46.7 | -46.7 | -46.7 | -46.7 | -46.7 | -46.7 | -46.7 | -46.7 | -46.7 | -46.7 | -46.7 | -46.7 | -46.7 | -46.7 | -46.7 | -46.7 | -46.7 | -46.7 | -46.7 | 0 | 0 | 0 | 0 | 0 | 0 | 0 | 0 | 0 | 0 | 0 | 0 | 0 | 0 | 0 | 0 | 0 | 0 | 0 | 0 | 0 | 0 | 0 | 0
[19 empty] | Variable env & social | Input | £000s | 0 | 0 | 0 | 0 | 0 | 0 | 0 | 0 | 0 | 0 | 0 | 0 | 0 | 0 | 0 | 0 | 0 | 0 | 0 | 0 | 0 | 0 | 0 | 0 | 0 | 0 | 0 | 0 | 0 | 0 | 0 | 0 | 0 | 0 | 0 | 0 | 0 | 0 | 0 | 0 | 0 | 0 | 0 | 0 | 0 | 0 | 0 | 0 | 0 | 0 | 0 | 0 | 0 | 0 | 0 | 0 | 0 | 0 | 0 | 0 | 0 | 0 | 0 | 0 | 0 | 0 | 0 | 0 | 0 | 0 | 0 | 0 | 0 | 0 | 0 | 0 | 0 | 0 | 0 | 0 | 0 | 0 | 0 | 0 | 0 | 0 | 0 | 0 | 0 | 0 | 0 | 0 | 0 | 0 | 0 | 0 | 0 | 0 | 0 | 0 | 0 | 0 | 0 | 0
[19 empty] | Fixed carbon costs | Input | £000s | 9074 | 5.84e-10 | 5.84e-10 | 5.84e-10 | 5.84e-10 | 5.84e-10 | 5.84e-10 | 5.84e-10 | 5.84e-10 | 5.84e-10 | 5.84e-10 | 5.84e-10 | 5.84e-10 | 5.84e-10 | 5.84e-10 | 5.84e-10 | 5.84e-10 | 5.84e-10 | 5.84e-10 | 5.84e-10 | 5.84e-10 | 5.84e-10 | 5.84e-10 | 5.84e-10 | 5.84e-10 | 5.84e-10 | 5.84e-10 | 5.84e-10 | 5.84e-10 | 5.84e-10 | 5.84e-10 | 5.84e-10 | 5.84e-10 | 5.84e-10 | 5.84e-10 | 5.84e-10 | 5.84e-10 | 5.84e-10 | 5.84e-10 | 5.84e-10 | 5.84e-10 | 5.84e-10 | 5.84e-10 | 5.84e-10 | 5.84e-10 | 5.84e-10 | 5.84e-10 | 5.84e-10 | 5.84e-10 | 5.84e-10 | 5.84e-10 | 5.84e-10 | 5.84e-10 | 5.84e-10 | 5.84e-10 | 5.84e-10 | 5.84e-10 | 5.84e-10 | 5.84e-10 | 5.84e-10 | 5.84e-10 | 5.84e-10 | 5.84e-10 | 5.84e-10 | 5.84e-10 | 5.84e-10 | 5.84e-10 | 5.84e-10 | 5.84e-10 | 5.84e-10 | 5.84e-10 | 5.84e-10 | 5.84e-10 | 5.84e-10 | 5.84e-10 | 5.84e-10 | 5.84e-10 | 5.84e-10 | 5.84e-10 | 5.84e-10 | 0 | 0 | 0 | 0 | 0 | 0 | 0 | 0 | 0 | 0 | 0 | 0 | 0 | 0 | 0 | 0 | 0 | 0 | 0 | 0 | 0 | 0 | 0 | 0
[19 empty] | Variable carbon costs | Input | £000s | 0 | 0 | 0 | 0 | 0 | 0 | 0 | 0 | 0 | 0 | 0 | 0 | 0 | 0 | 0 | 0 | 0 | 0 | 0 | 0 | 0 | 0 | 0 | 0 | 0 | 0 | 0 | 0 | 0 | 0 | 0 | 0 | 0 | 0 | 0 | 0 | 0 | 0 | 0 | 0 | 0 | 0 | 0 | 0 | 0 | 0 | 0 | 0 | 0 | 0 | 0 | 0 | 0 | 0 | 0 | 0 | 0 | 0 | 0 | 0 | 0 | 0 | 0 | 0 | 0 | 0 | 0 | 0 | 0 | 0 | 0 | 0 | 0 | 0 | 0 | 0 | 0 | 0 | 0 | 0 | 0 | 0 | 0 | 0 | 0 | 0 | 0 | 0 | 0 | 0 | 0 | 0 | 0 | 0 | 0 | 0 | 0 | 0 | 0 | 0 | 0 | 0 | 0 | 0
[19 empty] | Customer willingness to pay | Input | £000s | 0 | 0 | 0 | 0 | 0 | 0 | 0 | 0 | 0 | 0 | 0 | 0 | 0 | 0 | 0 | 0 | 0 | 0 | 0 | 0 | 0 | 0 | 0 | 0 | 0 | 0 | 0 | 0 | 0 | 0 | 0 | 0 | 0 | 0 | 0 | 0 | 0 | 0 | 0 | 0 | 0 | 0 | 0 | 0 | 0 | 0 | 0 | 0 | 0 | 0 | 0 | 0 | 0 | 0 | 0 | 0 | 0 | 0 | 0 | 0 | 0 | 0 | 0 | 0 | 0 | 0 | 0 | 0 | 0 | 0 | 0 | 0 | 0 | 0 | 0 | 0 | 0 | 0 | 0 | 0 | 0 | 0 | 0 | 0 | 0 | 0 | 0 | 0 | 0 | 0 | 0 | 0 | 0 | 0 | 0 | 0 | 0 | 0 | 0 | 0 | 0 | 0 | 0 | 0
[19 empty] | Total | Sum of above (excl WAFU) | £000s | 16582.6994 | 7008.6994 | 7008.6994 | 7008.6994 | 7008.6994 | 7008.6994 | 7008.6994 | 7008.6994 | 7008.6994 | 7008.6994 | 7008.6994 | 7008.6994 | 7008.6994 | 7008.6994 | 7008.6994 | 7008.6994 | 7008.6994 | 7008.6994 | 7008.6994 | 7008.6994 | 7008.6994 | 7008.6994 | 7008.6994 | 7008.6994 | 7008.6994 | 7008.6994 | 7008.6994 | 7008.6994 | 7008.6994 | 7008.6994 | 7008.6994 | 7008.6994 | 7008.6994 | 7008.6994 | 7008.6994 | 7008.6994 | 7008.6994 | 7008.6994 | 7008.6994 | 7008.6994 | 7008.6994 | 7008.6994 | 7008.6994 | 7008.6994 | 7008.6994 | 7008.6994 | 7008.6994 | 7008.6994 | 7008.6994 | 7008.6994 | 7008.6994 | 7008.6994 | 7008.6994 | 7008.6994 | 7008.6994 | 7008.6994 | 7008.6994 | 7008.6994 | 7008.6994 | 7008.6994 | 7008.6994 | 7008.6994 | 7008.6994 | 7008.6994 | 7008.6994 | 7008.6994 | 7008.6994 | 7008.6994 | 7008.6994 | 7008.6994 | 7008.6994 | 7008.6994 | 7008.6994 | 7008.6994 | 7008.6994 | 7008.6994 | 7008.6994 | 7008.6994 | 7008.6994 | 7008.6994 | 0 | 0 | 0 | 0 | 0 | 0 | 0 | 0 | 0 | 0 | 0 | 0 | 0 | 0 | 0 | 0 | 0 | 0 | 0 | 0 | 0 | 0 | 0 | 0
58.1x | SESW-NGW-R26: Secombe Centre UV | SESW-NGW-R26 | GW enhancement | N | 2020 | Capacity | 2.07 | 21555.8548 | 3628.1022 | 5935.8237 | 0 | 575 | 474.8388 | 10613.7647 | 44.3681 | 49.2384 |  |  | Gains in WAFU / Savings in demand | Input | Ml/d | 2.07 | 2.07 | 2.07 | 2.07 | 2.07 | 2.07 | 2.07 | 2.07 | 2.07 | 2.07 | 2.07 | 2.07 | 2.07 | 2.07 | 2.07 | 2.07 | 2.07 | 2.07 | 2.07 | 2.07 | 2.07 | 2.07 | 2.07 | 2.07 | 2.07 | 2.07 | 2.07 | 2.07 | 2.07 | 2.07 | 2.07 | 2.07 | 2.07 | 2.07 | 2.07 | 2.07 | 2.07 | 2.07 | 2.07 | 2.07 | 2.07 | 2.07 | 2.07 | 2.07 | 2.07 | 2.07 | 2.07 | 2.07 | 2.07 | 2.07 | 2.07 | 2.07 | 2.07 | 2.07 | 2.07 | 2.07 | 2.07 | 2.07 | 2.07 | 2.07 | 2.07 | 2.07 | 2.07 | 2.07 | 2.07 | 2.07 | 2.07 | 2.07 | 2.07 | 2.07 | 2.07 | 2.07 | 2.07 | 2.07 | 2.07 | 2.07 | 2.07 | 2.07 | 2.07 | 2.07 | 0 | 0 | 0 | 0 | 0 | 0 | 0 | 0 | 0 | 0 | 0 | 0 | 0 | 0 | 0 | 0 | 0 | 0 | 0 | 0 | 0 | 0 | 0 | 0
[19 empty] | Fixed capex | Input | £000s | 1000 | 1000 | 1000 | 0 | 0 | 0 | 0 | 0 | 0 | 0 | 0 | 0 | 0 | 0 | 0 | 0 | 0 | 0 | 0 | 0 | 0 | 0 | 0 | 0 | 0 | 0 | 0 | 0 | 0 | 0 | 0 | 0 | 0 | 0 | 0 | 0 | 0 | 0 | 0 | 0 | 0 | 0 | 0 | 0 | 0 | 0 | 0 | 0 | 0 | 0 | 0 | 0 | 0 | 0 | 0 | 0 | 0 | 0 | 0 | 0 | 0 | 0 | 0 | 0 | 0 | 0 | 0 | 0 | 0 | 0 | 0 | 0 | 0 | 0 | 0 | 0 | 0 | 0 | 0 | 0 | 0 | 0 | 0 | 0 | 0 | 0 | 0 | 0 | 0 | 0 | 0 | 0 | 0 | 0 | 0 | 0 | 0 | 0 | 0 | 0 | 0 | 0 | 0 | 0
[19 empty] | Variable capex | Input | £000s | 0 | 0 | 0 | 0 | 0 | 0 | 0 | 0 | 0 | 0 | 0 | 0 | 0 | 0 | 0 | 0 | 0 | 0 | 0 | 0 | 0 | 0 | 0 | 0 | 0 | 0 | 0 | 0 | 0 | 0 | 0 | 0 | 0 | 0 | 0 | 0 | 0 | 0 | 0 | 0 | 0 | 0 | 0 | 0 | 0 | 0 | 0 | 0 | 0 | 0 | 0 | 0 | 0 | 0 | 0 | 0 | 0 | 0 | 0 | 0 | 0 | 0 | 0 | 0 | 0 | 0 | 0 | 0 | 0 | 0 | 0 | 0 | 0 | 0 | 0 | 0 | 0 | 0 | 0 | 0 | 0 | 0 | 0 | 0 | 0 | 0 | 0 | 0 | 0 | 0 | 0 | 0 | 0 | 0 | 0 | 0 | 0 | 0 | 0 | 0 | 0 | 0 | 0 | 0
[19 empty] | Financing costs | Input | £000s | -872.8321 | -872.8321 | -872.8321 | 127.1679 | 127.1679 | 127.1679 | 127.1679 | 127.1679 | 127.1679 | 127.1679 | 127.1679 | 127.1679 | 127.1679 | 127.1679 | 127.1679 | 127.1679 | 127.1679 | 127.1679 | 127.1679 | 127.1679 | 127.1679 | 127.1679 | 127.1679 | 127.1679 | 127.1679 | 127.1679 | 127.1679 | 127.1679 | 127.1679 | 127.1679 | 127.1679 | 127.1679 | 127.1679 | 127.1679 | 127.1679 | 127.1679 | 127.1679 | 127.1679 | 127.1679 | 127.1679 | 127.1679 | 127.1679 | 127.1679 | 127.1679 | 127.1679 | 127.1679 | 127.1679 | 127.1679 | 127.1679 | 127.1679 | 127.1679 | 127.1679 | 127.1679 | 127.1679 | 127.1679 | 127.1679 | 127.1679 | 127.1679 | 127.1679 | 127.1679 | 127.1679 | 127.1679 | 127.1679 | 127.1679 | 127.1679 | 127.1679 | 127.1679 | 127.1679 | 127.1679 | 127.1679 | 127.1679 | 127.1679 | 127.1679 | 127.1679 | 127.1679 | 127.1679 | 127.1679 | 127.1679 | 127.1679 | 127.1679
[19 empty] | Fixed opex | Input | £000s | 17.3962 | 17.3962 | 17.3962 | 17.3962 | 17.3962 | 17.3962 | 17.3962 | 17.3962 | 17.3962 | 17.3962 | 17.3962 | 17.3962 | 17.3962 | 17.3962 | 17.3962 | 17.3962 | 17.3962 | 17.3962 | 17.3962 | 17.3962 | 17.3962 | 17.3962 | 17.3962 | 17.3962 | 17.3962 | 17.3962 | 17.3962 | 17.3962 | 17.3962 | 17.3962 | 17.3962 | 17.3962 | 17.3962 | 17.3962 | 17.3962 | 17.3962 | 17.3962 | 17.3962 | 17.3962 | 17.3962 | 17.3962 | 17.3962 | 17.3962 | 17.3962 | 17.3962 | 17.3962 | 17.3962 | 17.3962 | 17.3962 | 17.3962 | 17.3962 | 17.3962 | 17.3962 | 17.3962 | 17.3962 | 17.3962 | 17.3962 | 17.3962 | 17.3962 | 17.3962 | 17.3962 | 17.3962 | 17.3962 | 17.3962 | 17.3962 | 17.3962 | 17.3962 | 17.3962 | 17.3962 | 17.3962 | 17.3962 | 17.3962 | 17.3962 | 17.3962 | 17.3962 | 17.3962 | 17.3962 | 17.3962 | 17.3962 | 17.3962 | 0 | 0 | 0 | 0 | 0 | 0 | 0 | 0 | 0 | 0 | 0 | 0 | 0 | 0 | 0 | 0 | 0 | 0 | 0 | 0 | 0 | 0 | 0 | 0
[19 empty] | Variable opex | Input | £000s | 190.6591 | 190.6591 | 190.6591 | 190.6591 | 190.6591 | 190.6591 | 190.6591 | 190.6591 | 190.6591 | 190.6591 | 190.6591 | 190.6591 | 190.6591 | 190.6591 | 190.6591 | 190.6591 | 190.6591 | 190.6591 | 190.6591 | 190.6591 | 190.6591 | 190.6591 | 190.6591 | 190.6591 | 190.6591 | 190.6591 | 190.6591 | 190.6591 | 190.6591 | 190.6591 | 190.6591 | 190.6591 | 190.6591 | 190.6591 | 190.6591 | 190.6591 | 190.6591 | 190.6591 | 190.6591 | 190.6591 | 190.6591 | 190.6591 | 190.6591 | 190.6591 | 190.6591 | 190.6591 | 190.6591 | 190.6591 | 190.6591 | 190.6591 | 190.6591 | 190.6591 | 190.6591 | 190.6591 | 190.6591 | 190.6591 | 190.6591 | 190.6591 | 190.6591 | 190.6591 | 190.6591 | 190.6591 | 190.6591 | 190.6591 | 190.6591 | 190.6591 | 190.6591 | 190.6591 | 190.6591 | 190.6591 | 190.6591 | 190.6591 | 190.6591 | 190.6591 | 190.6591 | 190.6591 | 190.6591 | 190.6591 | 190.6591 | 190.6591 | 0 | 0 | 0 | 0 | 0 | 0 | 0 | 0 | 0 | 0 | 0 | 0 | 0 | 0 | 0 | 0 | 0 | 0 | 0 | 0 | 0 | 0 | 0 | 0
[19 empty] | Opex savings | Input | £000s | 0 | 0 | 0 | 0 | 0 | 0 | 0 | 0 | 0 | 0 | 0 | 0 | 0 | 0 | 0 | 0 | 0 | 0 | 0 | 0 | 0 | 0 | 0 | 0 | 0 | 0 | 0 | 0 | 0 | 0 | 0 | 0 | 0 | 0 | 0 | 0 | 0 | 0 | 0 | 0 | 0 | 0 | 0 | 0 | 0 | 0 | 0 | 0 | 0 | 0 | 0 | 0 | 0 | 0 | 0 | 0 | 0 | 0 | 0 | 0 | 0 | 0 | 0 | 0 | 0 | 0 | 0 | 0 | 0 | 0 | 0 | 0 | 0 | 0 | 0 | 0 | 0 | 0 | 0 | 0 | 0 | 0 | 0 | 0 | 0 | 0 | 0 | 0 | 0 | 0 | 0 | 0 | 0 | 0 | 0 | 0 | 0 | 0 | 0 | 0 | 0 | 0 | 0 | 0
[19 empty] | Fixed env & social | Input | £000s | 99.88 | 13.62 | 13.62 | 13.62 | 13.62 | 13.62 | 13.62 | 13.62 | 13.62 | 13.62 | 13.62 | 13.62 | 13.62 | 13.62 | 13.62 | 13.62 | 13.62 | 13.62 | 13.62 | 13.62 | 13.62 | 13.62 | 13.62 | 13.62 | 13.62 | 13.62 | 13.62 | 13.62 | 13.62 | 13.62 | 13.62 | 13.62 | 13.62 | 13.62 | 13.62 | 13.62 | 13.62 | 13.62 | 13.62 | 13.62 | 13.62 | 13.62 | 13.62 | 13.62 | 13.62 | 13.62 | 13.62 | 13.62 | 13.62 | 13.62 | 13.62 | 13.62 | 13.62 | 13.62 | 13.62 | 13.62 | 13.62 | 13.62 | 13.62 | 13.62 | 13.62 | 13.62 | 13.62 | 13.62 | 13.62 | 13.62 | 13.62 | 13.62 | 13.62 | 13.62 | 13.62 | 13.62 | 13.62 | 13.62 | 13.62 | 13.62 | 13.62 | 13.62 | 13.62 | 13.62 | 0 | 0 | 0 | 0 | 0 | 0 | 0 | 0 | 0 | 0 | 0 | 0 | 0 | 0 | 0 | 0 | 0 | 0 | 0 | 0 | 0 | 0 | 0 | 0
[19 empty] | Variable env & social | Input | £000s | 0 | 0 | 0 | 0 | 0 | 0 | 0 | 0 | 0 | 0 | 0 | 0 | 0 | 0 | 0 | 0 | 0 | 0 | 0 | 0 | 0 | 0 | 0 | 0 | 0 | 0 | 0 | 0 | 0 | 0 | 0 | 0 | 0 | 0 | 0 | 0 | 0 | 0 | 0 | 0 | 0 | 0 | 0 | 0 | 0 | 0 | 0 | 0 | 0 | 0 | 0 | 0 | 0 | 0 | 0 | 0 | 0 | 0 | 0 | 0 | 0 | 0 | 0 | 0 | 0 | 0 | 0 | 0 | 0 | 0 | 0 | 0 | 0 | 0 | 0 | 0 | 0 | 0 | 0 | 0 | 0 | 0 | 0 | 0 | 0 | 0 | 0 | 0 | 0 | 0 | 0 | 0 | 0 | 0 | 0 | 0 | 0 | 0 | 0 | 0 | 0 | 0 | 0 | 0
[19 empty] | Fixed carbon costs | Input | £000s | 575 | 1.292e-09 | 1.292e-09 | 1.292e-09 | 1.292e-09 | 1.292e-09 | 1.292e-09 | 1.292e-09 | 1.292e-09 | 1.292e-09 | 1.292e-09 | 1.292e-09 | 1.292e-09 | 1.292e-09 | 1.292e-09 | 1.292e-09 | 1.292e-09 | 1.292e-09 | 1.292e-09 | 1.292e-09 | 1.292e-09 | 1.292e-09 | 1.292e-09 | 1.292e-09 | 1.292e-09 | 1.292e-09 | 1.292e-09 | 1.292e-09 | 1.292e-09 | 1.292e-09 | 1.292e-09 | 1.292e-09 | 1.292e-09 | 1.292e-09 | 1.292e-09 | 1.292e-09 | 1.292e-09 | 1.292e-09 | 1.292e-09 | 1.292e-09 | 1.292e-09 | 1.292e-09 | 1.292e-09 | 1.292e-09 | 1.292e-09 | 1.292e-09 | 1.292e-09 | 1.292e-09 | 1.292e-09 | 1.292e-09 | 1.292e-09 | 1.292e-09 | 1.292e-09 | 1.292e-09 | 1.292e-09 | 1.292e-09 | 1.292e-09 | 1.292e-09 | 1.292e-09 | 1.292e-09 | 1.292e-09 | 1.292e-09 | 1.292e-09 | 1.292e-09 | 1.292e-09 | 1.292e-09 | 1.292e-09 | 1.292e-09 | 1.292e-09 | 1.292e-09 | 1.292e-09 | 1.292e-09 | 1.292e-09 | 1.292e-09 | 1.292e-09 | 1.292e-09 | 1.292e-09 | 1.292e-09 | 1.292e-09 | 1.292e-09 | 0 | 0 | 0 | 0 | 0 | 0 | 0 | 0 | 0 | 0 | 0 | 0 | 0 | 0 | 0 | 0 | 0 | 0 | 0 | 0 | 0 | 0 | 0 | 0
[19 empty] | Variable carbon costs | Input | £000s | 0 | 0 | 0 | 0 | 0 | 0 | 0 | 0 | 0 | 0 | 0 | 0 | 0 | 0 | 0 | 0 | 0 | 0 | 0 | 0 | 0 | 0 | 0 | 0 | 0 | 0 | 0 | 0 | 0 | 0 | 0 | 0 | 0 | 0 | 0 | 0 | 0 | 0 | 0 | 0 | 0 | 0 | 0 | 0 | 0 | 0 | 0 | 0 | 0 | 0 | 0 | 0 | 0 | 0 | 0 | 0 | 0 | 0 | 0 | 0 | 0 | 0 | 0 | 0 | 0 | 0 | 0 | 0 | 0 | 0 | 0 | 0 | 0 | 0 | 0 | 0 | 0 | 0 | 0 | 0 | 0 | 0 | 0 | 0 | 0 | 0 | 0 | 0 | 0 | 0 | 0 | 0 | 0 | 0 | 0 | 0 | 0 | 0 | 0 | 0 | 0 | 0 | 0 | 0
[19 empty] | Customer willingness to pay | Input | £000s | 0 | 0 | 0 | 0 | 0 | 0 | 0 | 0 | 0 | 0 | 0 | 0 | 0 | 0 | 0 | 0 | 0 | 0 | 0 | 0 | 0 | 0 | 0 | 0 | 0 | 0 | 0 | 0 | 0 | 0 | 0 | 0 | 0 | 0 | 0 | 0 | 0 | 0 | 0 | 0 | 0 | 0 | 0 | 0 | 0 | 0 | 0 | 0 | 0 | 0 | 0 | 0 | 0 | 0 | 0 | 0 | 0 | 0 | 0 | 0 | 0 | 0 | 0 | 0 | 0 | 0 | 0 | 0 | 0 | 0 | 0 | 0 | 0 | 0 | 0 | 0 | 0 | 0 | 0 | 0 | 0 | 0 | 0 | 0 | 0 | 0 | 0 | 0 | 0 | 0 | 0 | 0 | 0 | 0 | 0 | 0 | 0 | 0 | 0 | 0 | 0 | 0 | 0 | 0
[19 empty] | Total | Sum of above (excl WAFU) | £000s | 1010.1033 | 348.8433 | 348.8433 | 348.8433 | 348.8433 | 348.8433 | 348.8433 | 348.8433 | 348.8433 | 348.8433 | 348.8433 | 348.8433 | 348.8433 | 348.8433 | 348.8433 | 348.8433 | 348.8433 | 348.8433 | 348.8433 | 348.8433 | 348.8433 | 348.8433 | 348.8433 | 348.8433 | 348.8433 | 348.8433 | 348.8433 | 348.8433 | 348.8433 | 348.8433 | 348.8433 | 348.8433 | 348.8433 | 348.8433 | 348.8433 | 348.8433 | 348.8433 | 348.8433 | 348.8433 | 348.8433 | 348.8433 | 348.8433 | 348.8433 | 348.8433 | 348.8433 | 348.8433 | 348.8433 | 348.8433 | 348.8433 | 348.8433 | 348.8433 | 348.8433 | 348.8433 | 348.8433 | 348.8433 | 348.8433 | 348.8433 | 348.8433 | 348.8433 | 348.8433 | 348.8433 | 348.8433 | 348.8433 | 348.8433 | 348.8433 | 348.8433 | 348.8433 | 348.8433 | 348.8433 | 348.8433 | 348.8433 | 348.8433 | 348.8433 | 348.8433 | 348.8433 | 348.8433 | 348.8433 | 348.8433 | 348.8433 | 348.8433 | 0 | 0 | 0 | 0 | 0 | 0 | 0 | 0 | 0 | 0 | 0 | 0 | 0 | 0 | 0 | 0 | 0 | 0 | 0 | 0 | 0 | 0 | 0 | 0
58.1x | SESW-NGW-R28: Lowering pumps at Kenley and Purley | SESW-NGW-R28 | GW enhancement | N | 2020 | Capacity | 3.4 | 35405.7518 | 2415.3929 | 14615.3289 | 0 | 92.8 | 335.56 | 17459.0818 | 48.1016 | 49.3114 |  |  | Gains in WAFU / Savings in demand | Input | Ml/d | 3.4 | 3.4 | 3.4 | 3.4 | 3.4 | 3.4 | 3.4 | 3.4 | 3.4 | 3.4 | 3.4 | 3.4 | 3.4 | 3.4 | 3.4 | 3.4 | 3.4 | 3.4 | 3.4 | 3.4 | 3.4 | 3.4 | 3.4 | 3.4 | 3.4 | 3.4 | 3.4 | 3.4 | 3.4 | 3.4 | 3.4 | 3.4 | 3.4 | 3.4 | 3.4 | 3.4 | 3.4 | 3.4 | 3.4 | 3.4 | 3.4 | 3.4 | 3.4 | 3.4 | 3.4 | 3.4 | 3.4 | 3.4 | 3.4 | 3.4 | 3.4 | 3.4 | 3.4 | 3.4 | 3.4 | 3.4 | 3.4 | 3.4 | 3.4 | 3.4 | 3.4 | 3.4 | 3.4 | 3.4 | 3.4 | 3.4 | 3.4 | 3.4 | 3.4 | 3.4 | 3.4 | 3.4 | 3.4 | 3.4 | 3.4 | 3.4 | 3.4 | 3.4 | 3.4 | 3.4 | 0 | 0 | 0 | 0 | 0 | 0 | 0 | 0 | 0 | 0 | 0 | 0 | 0 | 0 | 0 | 0 | 0 | 0 | 0 | 0 | 0 | 0 | 0 | 0
[19 empty] | Fixed capex | Input | £000s | 2070 | 0 | 0 | 0 | 0 | 0 | 0 | 0 | 0 | 0 | 0 | 0 | 0 | 0 | 0 | 0 | 0 | 0 | 0 | 0 | 0 | 0 | 0 | 0 | 0 | 0 | 0 | 0 | 0 | 0 | 0 | 0 | 0 | 0 | 0 | 0 | 0 | 0 | 0 | 0 | 0 | 0 | 0 | 0 | 0 | 0 | 0 | 0 | 0 | 0 | 0 | 0 | 0 | 0 | 0 | 0 | 0 | 0 | 0 | 0 | 0 | 0 | 0 | 0 | 0 | 0 | 0 | 0 | 0 | 0 | 0 | 0 | 0 | 0 | 0 | 0 | 0 | 0 | 0 | 0 | 0 | 0 | 0 | 0 | 0 | 0 | 0 | 0 | 0 | 0 | 0 | 0 | 0 | 0 | 0 | 0 | 0 | 0 | 0 | 0 | 0 | 0 | 0 | 0
[19 empty] | Variable capex | Input | £000s | 0 | 0 | 0 | 0 | 0 | 0 | 0 | 0 | 0 | 0 | 0 | 0 | 0 | 0 | 0 | 0 | 0 | 0 | 0 | 0 | 0 | 0 | 0 | 0 | 0 | 0 | 0 | 0 | 0 | 0 | 0 | 0 | 0 | 0 | 0 | 0 | 0 | 0 | 0 | 0 | 0 | 0 | 0 | 0 | 0 | 0 | 0 | 0 | 0 | 0 | 0 | 0 | 0 | 0 | 0 | 0 | 0 | 0 | 0 | 0 | 0 | 0 | 0 | 0 | 0 | 0 | 0 | 0 | 0 | 0 | 0 | 0 | 0 | 0 | 0 | 0 | 0 | 0 | 0 | 0 | 0 | 0 | 0 | 0 | 0 | 0 | 0 | 0 | 0 | 0 | 0 | 0 | 0 | 0 | 0 | 0 | 0 | 0 | 0 | 0 | 0 | 0 | 0 | 0
[19 empty] | Financing costs | Input | £000s | -1985.3385 | 84.6615 | 84.6615 | 84.6615 | 84.6615 | 84.6615 | 84.6615 | 84.6615 | 84.6615 | 84.6615 | 84.6615 | 84.6615 | 84.6615 | 84.6615 | 84.6615 | 84.6615 | 84.6615 | 84.6615 | 84.6615 | 84.6615 | 84.6615 | 84.6615 | 84.6615 | 84.6615 | 84.6615 | 84.6615 | 84.6615 | 84.6615 | 84.6615 | 84.6615 | 84.6615 | 84.6615 | 84.6615 | 84.6615 | 84.6615 | 84.6615 | 84.6615 | 84.6615 | 84.6615 | 84.6615 | 84.6615 | 84.6615 | 84.6615 | 84.6615 | 84.6615 | 84.6615 | 84.6615 | 84.6615 | 84.6615 | 84.6615 | 84.6615 | 84.6615 | 84.6615 | 84.6615 | 84.6615 | 84.6615 | 84.6615 | 84.6615 | 84.6615 | 84.6615 | 84.6615 | 84.6615 | 84.6615 | 84.6615 | 84.6615 | 84.6615 | 84.6615 | 84.6615 | 84.6615 | 84.6615 | 84.6615 | 84.6615 | 84.6615 | 84.6615 | 84.6615 | 84.6615 | 84.6615 | 84.6615 | 84.6615 | 84.6615
[19 empty] | Fixed opex | Input | £000s | 41.94 | 41.94 | 41.94 | 41.94 | 41.94 | 41.94 | 41.94 | 41.94 | 41.94 | 41.94 | 41.94 | 41.94 | 41.94 | 41.94 | 41.94 | 41.94 | 41.94 | 41.94 | 41.94 | 41.94 | 41.94 | 41.94 | 41.94 | 41.94 | 41.94 | 41.94 | 41.94 | 41.94 | 41.94 | 41.94 | 41.94 | 41.94 | 41.94 | 41.94 | 41.94 | 41.94 | 41.94 | 41.94 | 41.94 | 41.94 | 41.94 | 41.94 | 41.94 | 41.94 | 41.94 | 41.94 | 41.94 | 41.94 | 41.94 | 41.94 | 41.94 | 41.94 | 41.94 | 41.94 | 41.94 | 41.94 | 41.94 | 41.94 | 41.94 | 41.94 | 41.94 | 41.94 | 41.94 | 41.94 | 41.94 | 41.94 | 41.94 | 41.94 | 41.94 | 41.94 | 41.94 | 41.94 | 41.94 | 41.94 | 41.94 | 41.94 | 41.94 | 41.94 | 41.94 | 41.94 | 0 | 0 | 0 | 0 | 0 | 0 | 0 | 0 | 0 | 0 | 0 | 0 | 0 | 0 | 0 | 0 | 0 | 0 | 0 | 0 | 0 | 0 | 0 | 0
[19 empty] | Variable opex | Input | £000s | 470.339 | 470.339 | 470.339 | 470.339 | 470.339 | 470.339 | 470.339 | 470.339 | 470.339 | 470.339 | 470.339 | 470.339 | 470.339 | 470.339 | 470.339 | 470.339 | 470.339 | 470.339 | 470.339 | 470.339 | 470.339 | 470.339 | 470.339 | 470.339 | 470.339 | 470.339 | 470.339 | 470.339 | 470.339 | 470.339 | 470.339 | 470.339 | 470.339 | 470.339 | 470.339 | 470.339 | 470.339 | 470.339 | 470.339 | 470.339 | 470.339 | 470.339 | 470.339 | 470.339 | 470.339 | 470.339 | 470.339 | 470.339 | 470.339 | 470.339 | 470.339 | 470.339 | 470.339 | 470.339 | 470.339 | 470.339 | 470.339 | 470.339 | 470.339 | 470.339 | 470.339 | 470.339 | 470.339 | 470.339 | 470.339 | 470.339 | 470.339 | 470.339 | 470.339 | 470.339 | 470.339 | 470.339 | 470.339 | 470.339 | 470.339 | 470.339 | 470.339 | 470.339 | 470.339 | 470.339 | 0 | 0 | 0 | 0 | 0 | 0 | 0 | 0 | 0 | 0 | 0 | 0 | 0 | 0 | 0 | 0 | 0 | 0 | 0 | 0 | 0 | 0 | 0 | 0
[19 empty] | Opex savings | Input | £000s | 0 | 0 | 0 | 0 | 0 | 0 | 0 | 0 | 0 | 0 | 0 | 0 | 0 | 0 | 0 | 0 | 0 | 0 | 0 | 0 | 0 | 0 | 0 | 0 | 0 | 0 | 0 | 0 | 0 | 0 | 0 | 0 | 0 | 0 | 0 | 0 | 0 | 0 | 0 | 0 | 0 | 0 | 0 | 0 | 0 | 0 | 0 | 0 | 0 | 0 | 0 | 0 | 0 | 0 | 0 | 0 | 0 | 0 | 0 | 0 | 0 | 0 | 0 | 0 | 0 | 0 | 0 | 0 | 0 | 0 | 0 | 0 | 0 | 0 | 0 | 0 | 0 | 0 | 0 | 0 | 0 | 0 | 0 | 0 | 0 | 0 | 0 | 0 | 0 | 0 | 0 | 0 | 0 | 0 | 0 | 0 | 0 | 0 | 0 | 0 | 0 | 0 | 0 | 0
[19 empty] | Fixed env & social | Input | £000s | 280.5 | 2 | 2 | 2 | 2 | 2 | 2 | 2 | 2 | 2 | 2 | 2 | 2 | 2 | 2 | 2 | 2 | 2 | 2 | 2 | 2 | 2 | 2 | 2 | 2 | 2 | 2 | 2 | 2 | 2 | 2 | 2 | 2 | 2 | 2 | 2 | 2 | 2 | 2 | 2 | 2 | 2 | 2 | 2 | 2 | 2 | 2 | 2 | 2 | 2 | 2 | 2 | 2 | 2 | 2 | 2 | 2 | 2 | 2 | 2 | 2 | 2 | 2 | 2 | 2 | 2 | 2 | 2 | 2 | 2 | 2 | 2 | 2 | 2 | 2 | 2 | 2 | 2 | 2 | 2 | 0 | 0 | 0 | 0 | 0 | 0 | 0 | 0 | 0 | 0 | 0 | 0 | 0 | 0 | 0 | 0 | 0 | 0 | 0 | 0 | 0 | 0 | 0 | 0
[19 empty] | Variable env & social | Input | £000s | 0 | 0 | 0 | 0 | 0 | 0 | 0 | 0 | 0 | 0 | 0 | 0 | 0 | 0 | 0 | 0 | 0 | 0 | 0 | 0 | 0 | 0 | 0 | 0 | 0 | 0 | 0 | 0 | 0 | 0 | 0 | 0 | 0 | 0 | 0 | 0 | 0 | 0 | 0 | 0 | 0 | 0 | 0 | 0 | 0 | 0 | 0 | 0 | 0 | 0 | 0 | 0 | 0 | 0 | 0 | 0 | 0 | 0 | 0 | 0 | 0 | 0 | 0 | 0 | 0 | 0 | 0 | 0 | 0 | 0 | 0 | 0 | 0 | 0 | 0 | 0 | 0 | 0 | 0 | 0 | 0 | 0 | 0 | 0 | 0 | 0 | 0 | 0 | 0 | 0 | 0 | 0 | 0 | 0 | 0 | 0 | 0 | 0 | 0 | 0 | 0 | 0 | 0 | 0
[19 empty] | Fixed carbon costs | Input | £000s | 92.8 | 7.97e-10 | 7.97e-10 | 7.97e-10 | 7.97e-10 | 7.97e-10 | 7.97e-10 | 7.97e-10 | 7.97e-10 | 7.97e-10 | 7.97e-10 | 7.97e-10 | 7.97e-10 | 7.97e-10 | 7.97e-10 | 7.97e-10 | 7.97e-10 | 7.97e-10 | 7.97e-10 | 7.97e-10 | 7.97e-10 | 7.97e-10 | 7.97e-10 | 7.97e-10 | 7.97e-10 | 7.97e-10 | 7.97e-10 | 7.97e-10 | 7.97e-10 | 7.97e-10 | 7.97e-10 | 7.97e-10 | 7.97e-10 | 7.97e-10 | 7.97e-10 | 7.97e-10 | 7.97e-10 | 7.97e-10 | 7.97e-10 | 7.97e-10 | 7.97e-10 | 7.97e-10 | 7.97e-10 | 7.97e-10 | 7.97e-10 | 7.97e-10 | 7.97e-10 | 7.97e-10 | 7.97e-10 | 7.97e-10 | 7.97e-10 | 7.97e-10 | 7.97e-10 | 7.97e-10 | 7.97e-10 | 7.97e-10 | 7.97e-10 | 7.97e-10 | 7.97e-10 | 7.97e-10 | 7.97e-10 | 7.97e-10 | 7.97e-10 | 7.97e-10 | 7.97e-10 | 7.97e-10 | 7.97e-10 | 7.97e-10 | 7.97e-10 | 7.97e-10 | 7.97e-10 | 7.97e-10 | 7.97e-10 | 7.97e-10 | 7.97e-10 | 7.97e-10 | 7.97e-10 | 7.97e-10 | 7.97e-10 | 7.97e-10 | 0 | 0 | 0 | 0 | 0 | 0 | 0 | 0 | 0 | 0 | 0 | 0 | 0 | 0 | 0 | 0 | 0 | 0 | 0 | 0 | 0 | 0 | 0 | 0
[19 empty] | Variable carbon costs | Input | £000s | 0 | 0 | 0 | 0 | 0 | 0 | 0 | 0 | 0 | 0 | 0 | 0 | 0 | 0 | 0 | 0 | 0 | 0 | 0 | 0 | 0 | 0 | 0 | 0 | 0 | 0 | 0 | 0 | 0 | 0 | 0 | 0 | 0 | 0 | 0 | 0 | 0 | 0 | 0 | 0 | 0 | 0 | 0 | 0 | 0 | 0 | 0 | 0 | 0 | 0 | 0 | 0 | 0 | 0 | 0 | 0 | 0 | 0 | 0 | 0 | 0 | 0 | 0 | 0 | 0 | 0 | 0 | 0 | 0 | 0 | 0 | 0 | 0 | 0 | 0 | 0 | 0 | 0 | 0 | 0 | 0 | 0 | 0 | 0 | 0 | 0 | 0 | 0 | 0 | 0 | 0 | 0 | 0 | 0 | 0 | 0 | 0 | 0 | 0 | 0 | 0 | 0 | 0 | 0
[19 empty] | Customer willingness to pay | Input | £000s | 0 | 0 | 0 | 0 | 0 | 0 | 0 | 0 | 0 | 0 | 0 | 0 | 0 | 0 | 0 | 0 | 0 | 0 | 0 | 0 | 0 | 0 | 0 | 0 | 0 | 0 | 0 | 0 | 0 | 0 | 0 | 0 | 0 | 0 | 0 | 0 | 0 | 0 | 0 | 0 | 0 | 0 | 0 | 0 | 0 | 0 | 0 | 0 | 0 | 0 | 0 | 0 | 0 | 0 | 0 | 0 | 0 | 0 | 0 | 0 | 0 | 0 | 0 | 0 | 0 | 0 | 0 | 0 | 0 | 0 | 0 | 0 | 0 | 0 | 0 | 0 | 0 | 0 | 0 | 0 | 0 | 0 | 0 | 0 | 0 | 0 | 0 | 0 | 0 | 0 | 0 | 0 | 0 | 0 | 0 | 0 | 0 | 0 | 0 | 0 | 0 | 0 | 0 | 0
[19 empty] | Total | Sum of above (excl WAFU) | £000s | 970.2405 | 598.9405 | 598.9405 | 598.9405 | 598.9405 | 598.9405 | 598.9405 | 598.9405 | 598.9405 | 598.9405 | 598.9405 | 598.9405 | 598.9405 | 598.9405 | 598.9405 | 598.9405 | 598.9405 | 598.9405 | 598.9405 | 598.9405 | 598.9405 | 598.9405 | 598.9405 | 598.9405 | 598.9405 | 598.9405 | 598.9405 | 598.9405 | 598.9405 | 598.9405 | 598.9405 | 598.9405 | 598.9405 | 598.9405 | 598.9405 | 598.9405 | 598.9405 | 598.9405 | 598.9405 | 598.9405 | 598.9405 | 598.9405 | 598.9405 | 598.9405 | 598.9405 | 598.9405 | 598.9405 | 598.9405 | 598.9405 | 598.9405 | 598.9405 | 598.9405 | 598.9405 | 598.9405 | 598.9405 | 598.9405 | 598.9405 | 598.9405 | 598.9405 | 598.9405 | 598.9405 | 598.9405 | 598.9405 | 598.9405 | 598.9405 | 598.9405 | 598.9405 | 598.9405 | 598.9405 | 598.9405 | 598.9405 | 598.9405 | 598.9405 | 598.9405 | 598.9405 | 598.9405 | 598.9405 | 598.9405 | 598.9405 | 598.9405 | 0 | 0 | 0 | 0 | 0 | 0 | 0 | 0 | 0 | 0 | 0 | 0 | 0 | 0 | 0 | 0 | 0 | 0 | 0 | 0 | 0 | 0 | 0 | 0
58.1x | SESW-NGW-R22: Outwood Lane | SESW-NGW-R22 | GW enhancement | N | 2020 | Capacity | 3.4 | 35405.7518 | 35.0057 | 4627.198 | 0 | 19.9 | 60.06 | 4742.1637 | 13.1679 | 13.3938 |  |  | Gains in WAFU / Savings in demand | Input | Ml/d | 3.4 | 3.4 | 3.4 | 3.4 | 3.4 | 3.4 | 3.4 | 3.4 | 3.4 | 3.4 | 3.4 | 3.4 | 3.4 | 3.4 | 3.4 | 3.4 | 3.4 | 3.4 | 3.4 | 3.4 | 3.4 | 3.4 | 3.4 | 3.4 | 3.4 | 3.4 | 3.4 | 3.4 | 3.4 | 3.4 | 3.4 | 3.4 | 3.4 | 3.4 | 3.4 | 3.4 | 3.4 | 3.4 | 3.4 | 3.4 | 3.4 | 3.4 | 3.4 | 3.4 | 3.4 | 3.4 | 3.4 | 3.4 | 3.4 | 3.4 | 3.4 | 3.4 | 3.4 | 3.4 | 3.4 | 3.4 | 3.4 | 3.4 | 3.4 | 3.4 | 3.4 | 3.4 | 3.4 | 3.4 | 3.4 | 3.4 | 3.4 | 3.4 | 3.4 | 3.4 | 3.4 | 3.4 | 3.4 | 3.4 | 3.4 | 3.4 | 3.4 | 3.4 | 3.4 | 3.4 | 0 | 0 | 0 | 0 | 0 | 0 | 0 | 0 | 0 | 0 | 0 | 0 | 0 | 0 | 0 | 0 | 0 | 0 | 0 | 0 | 0 | 0 | 0 | 0
[19 empty] | Fixed capex | Input | £000s | 30 | 0 | 0 | 0 | 0 | 0 | 0 | 0 | 0 | 0 | 0 | 0 | 0 | 0 | 0 | 0 | 0 | 0 | 0 | 0 | 0 | 0 | 0 | 0 | 0 | 0 | 0 | 0 | 0 | 0 | 0 | 0 | 0 | 0 | 0 | 0 | 0 | 0 | 0 | 0 | 0 | 0 | 0 | 0 | 0 | 0 | 0 | 0 | 0 | 0 | 0 | 0 | 0 | 0 | 0 | 0 | 0 | 0 | 0 | 0 | 0 | 0 | 0 | 0 | 0 | 0 | 0 | 0 | 0 | 0 | 0 | 0 | 0 | 0 | 0 | 0 | 0 | 0 | 0 | 0 | 0 | 0 | 0 | 0 | 0 | 0 | 0 | 0 | 0 | 0 | 0 | 0 | 0 | 0 | 0 | 0 | 0 | 0 | 0 | 0 | 0 | 0 | 0 | 0
[19 empty] | Variable capex | Input | £000s | 0 | 0 | 0 | 0 | 0 | 0 | 0 | 0 | 0 | 0 | 0 | 0 | 0 | 0 | 0 | 0 | 0 | 0 | 0 | 0 | 0 | 0 | 0 | 0 | 0 | 0 | 0 | 0 | 0 | 0 | 0 | 0 | 0 | 0 | 0 | 0 | 0 | 0 | 0 | 0 | 0 | 0 | 0 | 0 | 0 | 0 | 0 | 0 | 0 | 0 | 0 | 0 | 0 | 0 | 0 | 0 | 0 | 0 | 0 | 0 | 0 | 0 | 0 | 0 | 0 | 0 | 0 | 0 | 0 | 0 | 0 | 0 | 0 | 0 | 0 | 0 | 0 | 0 | 0 | 0 | 0 | 0 | 0 | 0 | 0 | 0 | 0 | 0 | 0 | 0 | 0 | 0 | 0 | 0 | 0 | 0 | 0 | 0 | 0 | 0 | 0 | 0 | 0 | 0
[19 empty] | Financing costs | Input | £000s | -28.773 | 1.227 | 1.227 | 1.227 | 1.227 | 1.227 | 1.227 | 1.227 | 1.227 | 1.227 | 1.227 | 1.227 | 1.227 | 1.227 | 1.227 | 1.227 | 1.227 | 1.227 | 1.227 | 1.227 | 1.227 | 1.227 | 1.227 | 1.227 | 1.227 | 1.227 | 1.227 | 1.227 | 1.227 | 1.227 | 1.227 | 1.227 | 1.227 | 1.227 | 1.227 | 1.227 | 1.227 | 1.227 | 1.227 | 1.227 | 1.227 | 1.227 | 1.227 | 1.227 | 1.227 | 1.227 | 1.227 | 1.227 | 1.227 | 1.227 | 1.227 | 1.227 | 1.227 | 1.227 | 1.227 | 1.227 | 1.227 | 1.227 | 1.227 | 1.227 | 1.227 | 1.227 | 1.227 | 1.227 | 1.227 | 1.227 | 1.227 | 1.227 | 1.227 | 1.227 | 1.227 | 1.227 | 1.227 | 1.227 | 1.227 | 1.227 | 1.227 | 1.227 | 1.227 | 1.227
[19 empty] | Fixed opex | Input | £000s | 4.58 | 4.58 | 4.58 | 4.58 | 4.58 | 4.58 | 4.58 | 4.58 | 4.58 | 4.58 | 4.58 | 4.58 | 4.58 | 4.58 | 4.58 | 4.58 | 4.58 | 4.58 | 4.58 | 4.58 | 4.58 | 4.58 | 4.58 | 4.58 | 4.58 | 4.58 | 4.58 | 4.58 | 4.58 | 4.58 | 4.58 | 4.58 | 4.58 | 4.58 | 4.58 | 4.58 | 4.58 | 4.58 | 4.58 | 4.58 | 4.58 | 4.58 | 4.58 | 4.58 | 4.58 | 4.58 | 4.58 | 4.58 | 4.58 | 4.58 | 4.58 | 4.58 | 4.58 | 4.58 | 4.58 | 4.58 | 4.58 | 4.58 | 4.58 | 4.58 | 4.58 | 4.58 | 4.58 | 4.58 | 4.58 | 4.58 | 4.58 | 4.58 | 4.58 | 4.58 | 4.58 | 4.58 | 4.58 | 4.58 | 4.58 | 4.58 | 4.58 | 4.58 | 4.58 | 4.58 | 0 | 0 | 0 | 0 | 0 | 0 | 0 | 0 | 0 | 0 | 0 | 0 | 0 | 0 | 0 | 0 | 0 | 0 | 0 | 0 | 0 | 0 | 0 | 0
[19 empty] | Variable opex | Input | £000s | 157.607 | 157.607 | 157.607 | 157.607 | 157.607 | 157.607 | 157.607 | 157.607 | 157.607 | 157.607 | 157.607 | 157.607 | 157.607 | 157.607 | 157.607 | 157.607 | 157.607 | 157.607 | 157.607 | 157.607 | 157.607 | 157.607 | 157.607 | 157.607 | 157.607 | 157.607 | 157.607 | 157.607 | 157.607 | 157.607 | 157.607 | 157.607 | 157.607 | 157.607 | 157.607 | 157.607 | 157.607 | 157.607 | 157.607 | 157.607 | 157.607 | 157.607 | 157.607 | 157.607 | 157.607 | 157.607 | 157.607 | 157.607 | 157.607 | 157.607 | 157.607 | 157.607 | 157.607 | 157.607 | 157.607 | 157.607 | 157.607 | 157.607 | 157.607 | 157.607 | 157.607 | 157.607 | 157.607 | 157.607 | 157.607 | 157.607 | 157.607 | 157.607 | 157.607 | 157.607 | 157.607 | 157.607 | 157.607 | 157.607 | 157.607 | 157.607 | 157.607 | 157.607 | 157.607 | 157.607 | 0 | 0 | 0 | 0 | 0 | 0 | 0 | 0 | 0 | 0 | 0 | 0 | 0 | 0 | 0 | 0 | 0 | 0 | 0 | 0 | 0 | 0 | 0 | 0
[19 empty] | Opex savings | Input | £000s | 0 | 0 | 0 | 0 | 0 | 0 | 0 | 0 | 0 | 0 | 0 | 0 | 0 | 0 | 0 | 0 | 0 | 0 | 0 | 0 | 0 | 0 | 0 | 0 | 0 | 0 | 0 | 0 | 0 | 0 | 0 | 0 | 0 | 0 | 0 | 0 | 0 | 0 | 0 | 0 | 0 | 0 | 0 | 0 | 0 | 0 | 0 | 0 | 0 | 0 | 0 | 0 | 0 | 0 | 0 | 0 | 0 | 0 | 0 | 0 | 0 | 0 | 0 | 0 | 0 | 0 | 0 | 0 | 0 | 0 | 0 | 0 | 0 | 0 | 0 | 0 | 0 | 0 | 0 | 0 | 0 | 0 | 0 | 0 | 0 | 0 | 0 | 0 | 0 | 0 | 0 | 0 | 0 | 0 | 0 | 0 | 0 | 0 | 0 | 0 | 0 | 0 | 0 | 0
[19 empty] | Fixed env & social | Input | £000s | 5 | 2 | 2 | 2 | 2 | 2 | 2 | 2 | 2 | 2 | 2 | 2 | 2 | 2 | 2 | 2 | 2 | 2 | 2 | 2 | 2 | 2 | 2 | 2 | 2 | 2 | 2 | 2 | 2 | 2 | 2 | 2 | 2 | 2 | 2 | 2 | 2 | 2 | 2 | 2 | 2 | 2 | 2 | 2 | 2 | 2 | 2 | 2 | 2 | 2 | 2 | 2 | 2 | 2 | 2 | 2 | 2 | 2 | 2 | 2 | 2 | 2 | 2 | 2 | 2 | 2 | 2 | 2 | 2 | 2 | 2 | 2 | 2 | 2 | 2 | 2 | 2 | 2 | 2 | 2 | 0 | 0 | 0 | 0 | 0 | 0 | 0 | 0 | 0 | 0 | 0 | 0 | 0 | 0 | 0 | 0 | 0 | 0 | 0 | 0 | 0 | 0 | 0 | 0
[19 empty] | Variable env & social | Input | £000s | 0 | 0 | 0 | 0 | 0 | 0 | 0 | 0 | 0 | 0 | 0 | 0 | 0 | 0 | 0 | 0 | 0 | 0 | 0 | 0 | 0 | 0 | 0 | 0 | 0 | 0 | 0 | 0 | 0 | 0 | 0 | 0 | 0 | 0 | 0 | 0 | 0 | 0 | 0 | 0 | 0 | 0 | 0 | 0 | 0 | 0 | 0 | 0 | 0 | 0 | 0 | 0 | 0 | 0 | 0 | 0 | 0 | 0 | 0 | 0 | 0 | 0 | 0 | 0 | 0 | 0 | 0 | 0 | 0 | 0 | 0 | 0 | 0 | 0 | 0 | 0 | 0 | 0 | 0 | 0 | 0 | 0 | 0 | 0 | 0 | 0 | 0 | 0 | 0 | 0 | 0 | 0 | 0 | 0 | 0 | 0 | 0 | 0 | 0 | 0 | 0 | 0 | 0 | 0
[19 empty] | Fixed carbon costs | Input | £000s | 19.9 | 7.98e-10 | 7.98e-10 | 7.98e-10 | 7.98e-10 | 7.98e-10 | 7.98e-10 | 7.98e-10 | 7.98e-10 | 7.98e-10 | 7.98e-10 | 7.98e-10 | 7.98e-10 | 7.98e-10 | 7.98e-10 | 7.98e-10 | 7.98e-10 | 7.98e-10 | 7.98e-10 | 7.98e-10 | 7.98e-10 | 7.98e-10 | 7.98e-10 | 7.98e-10 | 7.98e-10 | 7.98e-10 | 7.98e-10 | 7.98e-10 | 7.98e-10 | 7.98e-10 | 7.98e-10 | 7.98e-10 | 7.98e-10 | 7.98e-10 | 7.98e-10 | 7.98e-10 | 7.98e-10 | 7.98e-10 | 7.98e-10 | 7.98e-10 | 7.98e-10 | 7.98e-10 | 7.98e-10 | 7.98e-10 | 7.98e-10 | 7.98e-10 | 7.98e-10 | 7.98e-10 | 7.98e-10 | 7.98e-10 | 7.98e-10 | 7.98e-10 | 7.98e-10 | 7.98e-10 | 7.98e-10 | 7.98e-10 | 7.98e-10 | 7.98e-10 | 7.98e-10 | 7.98e-10 | 7.98e-10 | 7.98e-10 | 7.98e-10 | 7.98e-10 | 7.98e-10 | 7.98e-10 | 7.98e-10 | 7.98e-10 | 7.98e-10 | 7.98e-10 | 7.98e-10 | 7.98e-10 | 7.98e-10 | 7.98e-10 | 7.98e-10 | 7.98e-10 | 7.98e-10 | 7.98e-10 | 7.98e-10 | 7.98e-10 | 0 | 0 | 0 | 0 | 0 | 0 | 0 | 0 | 0 | 0 | 0 | 0 | 0 | 0 | 0 | 0 | 0 | 0 | 0 | 0 | 0 | 0 | 0 | 0
[19 empty] | Variable carbon costs | Input | £000s | 0 | 0 | 0 | 0 | 0 | 0 | 0 | 0 | 0 | 0 | 0 | 0 | 0 | 0 | 0 | 0 | 0 | 0 | 0 | 0 | 0 | 0 | 0 | 0 | 0 | 0 | 0 | 0 | 0 | 0 | 0 | 0 | 0 | 0 | 0 | 0 | 0 | 0 | 0 | 0 | 0 | 0 | 0 | 0 | 0 | 0 | 0 | 0 | 0 | 0 | 0 | 0 | 0 | 0 | 0 | 0 | 0 | 0 | 0 | 0 | 0 | 0 | 0 | 0 | 0 | 0 | 0 | 0 | 0 | 0 | 0 | 0 | 0 | 0 | 0 | 0 | 0 | 0 | 0 | 0 | 0 | 0 | 0 | 0 | 0 | 0 | 0 | 0 | 0 | 0 | 0 | 0 | 0 | 0 | 0 | 0 | 0 | 0 | 0 | 0 | 0 | 0 | 0 | 0
[19 empty] | Customer willingness to pay | Input | £000s | 0 | 0 | 0 | 0 | 0 | 0 | 0 | 0 | 0 | 0 | 0 | 0 | 0 | 0 | 0 | 0 | 0 | 0 | 0 | 0 | 0 | 0 | 0 | 0 | 0 | 0 | 0 | 0 | 0 | 0 | 0 | 0 | 0 | 0 | 0 | 0 | 0 | 0 | 0 | 0 | 0 | 0 | 0 | 0 | 0 | 0 | 0 | 0 | 0 | 0 | 0 | 0 | 0 | 0 | 0 | 0 | 0 | 0 | 0 | 0 | 0 | 0 | 0 | 0 | 0 | 0 | 0 | 0 | 0 | 0 | 0 | 0 | 0 | 0 | 0 | 0 | 0 | 0 | 0 | 0 | 0 | 0 | 0 | 0 | 0 | 0 | 0 | 0 | 0 | 0 | 0 | 0 | 0 | 0 | 0 | 0 | 0 | 0 | 0 | 0 | 0 | 0 | 0 | 0
[19 empty] | Total | Sum of above (excl WAFU) | £000s | 188.314 | 165.414 | 165.414 | 165.414 | 165.414 | 165.414 | 165.414 | 165.414 | 165.414 | 165.414 | 165.414 | 165.414 | 165.414 | 165.414 | 165.414 | 165.414 | 165.414 | 165.414 | 165.414 | 165.414 | 165.414 | 165.414 | 165.414 | 165.414 | 165.414 | 165.414 | 165.414 | 165.414 | 165.414 | 165.414 | 165.414 | 165.414 | 165.414 | 165.414 | 165.414 | 165.414 | 165.414 | 165.414 | 165.414 | 165.414 | 165.414 | 165.414 | 165.414 | 165.414 | 165.414 | 165.414 | 165.414 | 165.414 | 165.414 | 165.414 | 165.414 | 165.414 | 165.414 | 165.414 | 165.414 | 165.414 | 165.414 | 165.414 | 165.414 | 165.414 | 165.414 | 165.414 | 165.414 | 165.414 | 165.414 | 165.414 | 165.414 | 165.414 | 165.414 | 165.414 | 165.414 | 165.414 | 165.414 | 165.414 | 165.414 | 165.414 | 165.414 | 165.414 | 165.414 | 165.414 | 0 | 0 | 0 | 0 | 0 | 0 | 0 | 0 | 0 | 0 | 0 | 0 | 0 | 0 | 0 | 0 | 0 | 0 | 0 | 0 | 0 | 0 | 0 | 0
58.1x | SESW-ASR-R21: North Downs Confined Chalk AR extension 2 (new borehole on SE side of Football Club) | SESW-ASR-R21 | Aquifer Recharge | N | 2025 | Capacity | 2.16 | 22493.0659 | 2375.7198 | 3435.1114 | 0 | 216.1 | 63.06 | 6089.9912 | 25.8339 | 27.075 |  |  | Gains in WAFU / Savings in demand | Input | Ml/d | 2.16 | 2.16 | 2.16 | 2.16 | 2.16 | 2.16 | 2.16 | 2.16 | 2.16 | 2.16 | 2.16 | 2.16 | 2.16 | 2.16 | 2.16 | 2.16 | 2.16 | 2.16 | 2.16 | 2.16 | 2.16 | 2.16 | 2.16 | 2.16 | 2.16 | 2.16 | 2.16 | 2.16 | 2.16 | 2.16 | 2.16 | 2.16 | 2.16 | 2.16 | 2.16 | 2.16 | 2.16 | 2.16 | 2.16 | 2.16 | 2.16 | 2.16 | 2.16 | 2.16 | 2.16 | 2.16 | 2.16 | 2.16 | 2.16 | 2.16 | 2.16 | 2.16 | 2.16 | 2.16 | 2.16 | 2.16 | 2.16 | 2.16 | 2.16 | 2.16 | 2.16 | 2.16 | 2.16 | 2.16 | 2.16 | 2.16 | 2.16 | 2.16 | 2.16 | 2.16 | 2.16 | 2.16 | 2.16 | 2.16 | 2.16 | 2.16 | 2.16 | 2.16 | 2.16 | 2.16 | 0 | 0 | 0 | 0 | 0 | 0 | 0 | 0 | 0 | 0 | 0 | 0 | 0 | 0 | 0 | 0 | 0 | 0 | 0 | 0 | 0 | 0 | 0 | 0
[19 empty] | Fixed capex | Input | £000s | 1000 | 1000 | 0 | 0 | 0 | 0 | 0 | 0 | 0 | 0 | 0 | 0 | 0 | 0 | 0 | 0 | 0 | 0 | 0 | 0 | 0 | 0 | 0 | 0 | 0 | 0 | 0 | 0 | 0 | 0 | 0 | 0 | 0 | 0 | 0 | 0 | 0 | 0 | 0 | 0 | 0 | 0 | 0 | 0 | 0 | 0 | 0 | 0 | 0 | 0 | 0 | 0 | 0 | 0 | 0 | 0 | 0 | 0 | 0 | 0 | 0 | 0 | 0 | 0 | 0 | 0 | 0 | 0 | 0 | 0 | 0 | 0 | 0 | 0 | 0 | 0 | 0 | 0 | 0 | 0 | 0 | 0 | 0 | 0 | 0 | 0 | 0 | 0 | 0 | 0 | 0 | 0 | 0 | 0 | 0 | 0 | 0 | 0 | 0 | 0 | 0 | 0 | 0 | 0
[19 empty] | Variable capex | Input | £000s | 0 | 0 | 0 | 0 | 0 | 0 | 0 | 0 | 0 | 0 | 0 | 0 | 0 | 0 | 0 | 0 | 0 | 0 | 0 | 0 | 0 | 0 | 0 | 0 | 0 | 0 | 0 | 0 | 0 | 0 | 0 | 0 | 0 | 0 | 0 | 0 | 0 | 0 | 0 | 0 | 0 | 0 | 0 | 0 | 0 | 0 | 0 | 0 | 0 | 0 | 0 | 0 | 0 | 0 | 0 | 0 | 0 | 0 | 0 | 0 | 0 | 0 | 0 | 0 | 0 | 0 | 0 | 0 | 0 | 0 | 0 | 0 | 0 | 0 | 0 | 0 | 0 | 0 | 0 | 0 | 0 | 0 | 0 | 0 | 0 | 0 | 0 | 0 | 0 | 0 | 0 | 0 | 0 | 0 | 0 | 0 | 0 | 0 | 0 | 0 | 0 | 0 | 0 | 0
[19 empty] | Financing costs | Input | £000s | -916.7291 | -916.7291 | 83.2709 | 83.2709 | 83.2709 | 83.2709 | 83.2709 | 83.2709 | 83.2709 | 83.2709 | 83.2709 | 83.2709 | 83.2709 | 83.2709 | 83.2709 | 83.2709 | 83.2709 | 83.2709 | 83.2709 | 83.2709 | 83.2709 | 83.2709 | 83.2709 | 83.2709 | 83.2709 | 83.2709 | 83.2709 | 83.2709 | 83.2709 | 83.2709 | 83.2709 | 83.2709 | 83.2709 | 83.2709 | 83.2709 | 83.2709 | 83.2709 | 83.2709 | 83.2709 | 83.2709 | 83.2709 | 83.2709 | 83.2709 | 83.2709 | 83.2709 | 83.2709 | 83.2709 | 83.2709 | 83.2709 | 83.2709 | 83.2709 | 83.2709 | 83.2709 | 83.2709 | 83.2709 | 83.2709 | 83.2709 | 83.2709 | 83.2709 | 83.2709 | 83.2709 | 83.2709 | 83.2709 | 83.2709 | 83.2709 | 83.2709 | 83.2709 | 83.2709 | 83.2709 | 83.2709 | 83.2709 | 83.2709 | 83.2709 | 83.2709 | 83.2709 | 83.2709 | 83.2709 | 83.2709 | 83.2709 | 83.2709
[19 empty] | Fixed opex | Input | £000s | 8.3126 | 8.3126 | 8.3126 | 8.3126 | 8.3126 | 8.3126 | 8.3126 | 8.3126 | 8.3126 | 8.3126 | 8.3126 | 8.3126 | 8.3126 | 8.3126 | 8.3126 | 8.3126 | 8.3126 | 8.3126 | 8.3126 | 8.3126 | 8.3126 | 8.3126 | 8.3126 | 8.3126 | 8.3126 | 8.3126 | 8.3126 | 8.3126 | 8.3126 | 8.3126 | 8.3126 | 8.3126 | 8.3126 | 8.3126 | 8.3126 | 8.3126 | 8.3126 | 8.3126 | 8.3126 | 8.3126 | 8.3126 | 8.3126 | 8.3126 | 8.3126 | 8.3126 | 8.3126 | 8.3126 | 8.3126 | 8.3126 | 8.3126 | 8.3126 | 8.3126 | 8.3126 | 8.3126 | 8.3126 | 8.3126 | 8.3126 | 8.3126 | 8.3126 | 8.3126 | 8.3126 | 8.3126 | 8.3126 | 8.3126 | 8.3126 | 8.3126 | 8.3126 | 8.3126 | 8.3126 | 8.3126 | 8.3126 | 8.3126 | 8.3126 | 8.3126 | 8.3126 | 8.3126 | 8.3126 | 8.3126 | 8.3126 | 8.3126 | 0 | 0 | 0 | 0 | 0 | 0 | 0 | 0 | 0 | 0 | 0 | 0 | 0 | 0 | 0 | 0 | 0 | 0 | 0 | 0 | 0 | 0 | 0 | 0
[19 empty] | Variable opex | Input | £000s | 112.0908 | 112.0908 | 112.0908 | 112.0908 | 112.0908 | 112.0908 | 112.0908 | 112.0908 | 112.0908 | 112.0908 | 112.0908 | 112.0908 | 112.0908 | 112.0908 | 112.0908 | 112.0908 | 112.0908 | 112.0908 | 112.0908 | 112.0908 | 112.0908 | 112.0908 | 112.0908 | 112.0908 | 112.0908 | 112.0908 | 112.0908 | 112.0908 | 112.0908 | 112.0908 | 112.0908 | 112.0908 | 112.0908 | 112.0908 | 112.0908 | 112.0908 | 112.0908 | 112.0908 | 112.0908 | 112.0908 | 112.0908 | 112.0908 | 112.0908 | 112.0908 | 112.0908 | 112.0908 | 112.0908 | 112.0908 | 112.0908 | 112.0908 | 112.0908 | 112.0908 | 112.0908 | 112.0908 | 112.0908 | 112.0908 | 112.0908 | 112.0908 | 112.0908 | 112.0908 | 112.0908 | 112.0908 | 112.0908 | 112.0908 | 112.0908 | 112.0908 | 112.0908 | 112.0908 | 112.0908 | 112.0908 | 112.0908 | 112.0908 | 112.0908 | 112.0908 | 112.0908 | 112.0908 | 112.0908 | 112.0908 | 112.0908 | 112.0908 | 0 | 0 | 0 | 0 | 0 | 0 | 0 | 0 | 0 | 0 | 0 | 0 | 0 | 0 | 0 | 0 | 0 | 0 | 0 | 0 | 0 | 0 | 0 | 0
[19 empty] | Opex savings | Input | £000s | 0 | 0 | 0 | 0 | 0 | 0 | 0 | 0 | 0 | 0 | 0 | 0 | 0 | 0 | 0 | 0 | 0 | 0 | 0 | 0 | 0 | 0 | 0 | 0 | 0 | 0 | 0 | 0 | 0 | 0 | 0 | 0 | 0 | 0 | 0 | 0 | 0 | 0 | 0 | 0 | 0 | 0 | 0 | 0 | 0 | 0 | 0 | 0 | 0 | 0 | 0 | 0 | 0 | 0 | 0 | 0 | 0 | 0 | 0 | 0 | 0 | 0 | 0 | 0 | 0 | 0 | 0 | 0 | 0 | 0 | 0 | 0 | 0 | 0 | 0 | 0 | 0 | 0 | 0 | 0 | 0 | 0 | 0 | 0 | 0 | 0 | 0 | 0 | 0 | 0 | 0 | 0 | 0 | 0 | 0 | 0 | 0 | 0 | 0 | 0 | 0 | 0 | 0 | 0
[19 empty] | Fixed env & social | Input | £000s | 8 | 2 | 2 | 2 | 2 | 2 | 2 | 2 | 2 | 2 | 2 | 2 | 2 | 2 | 2 | 2 | 2 | 2 | 2 | 2 | 2 | 2 | 2 | 2 | 2 | 2 | 2 | 2 | 2 | 2 | 2 | 2 | 2 | 2 | 2 | 2 | 2 | 2 | 2 | 2 | 2 | 2 | 2 | 2 | 2 | 2 | 2 | 2 | 2 | 2 | 2 | 2 | 2 | 2 | 2 | 2 | 2 | 2 | 2 | 2 | 2 | 2 | 2 | 2 | 2 | 2 | 2 | 2 | 2 | 2 | 2 | 2 | 2 | 2 | 2 | 2 | 2 | 2 | 2 | 2 | 0 | 0 | 0 | 0 | 0 | 0 | 0 | 0 | 0 | 0 | 0 | 0 | 0 | 0 | 0 | 0 | 0 | 0 | 0 | 0 | 0 | 0 | 0 | 0
[19 empty] | Variable env & social | Input | £000s | 0 | 0 | 0 | 0 | 0 | 0 | 0 | 0 | 0 | 0 | 0 | 0 | 0 | 0 | 0 | 0 | 0 | 0 | 0 | 0 | 0 | 0 | 0 | 0 | 0 | 0 | 0 | 0 | 0 | 0 | 0 | 0 | 0 | 0 | 0 | 0 | 0 | 0 | 0 | 0 | 0 | 0 | 0 | 0 | 0 | 0 | 0 | 0 | 0 | 0 | 0 | 0 | 0 | 0 | 0 | 0 | 0 | 0 | 0 | 0 | 0 | 0 | 0 | 0 | 0 | 0 | 0 | 0 | 0 | 0 | 0 | 0 | 0 | 0 | 0 | 0 | 0 | 0 | 0 | 0 | 0 | 0 | 0 | 0 | 0 | 0 | 0 | 0 | 0 | 0 | 0 | 0 | 0 | 0 | 0 | 0 | 0 | 0 | 0 | 0 | 0 | 0 | 0 | 0
[19 empty] | Fixed carbon costs | Input | £000s | 216.1 | 8.05e-10 | 8.05e-10 | 8.05e-10 | 8.05e-10 | 8.05e-10 | 8.05e-10 | 8.05e-10 | 8.05e-10 | 8.05e-10 | 8.05e-10 | 8.05e-10 | 8.05e-10 | 8.05e-10 | 8.05e-10 | 8.05e-10 | 8.05e-10 | 8.05e-10 | 8.05e-10 | 8.05e-10 | 8.05e-10 | 8.05e-10 | 8.05e-10 | 8.05e-10 | 8.05e-10 | 8.05e-10 | 8.05e-10 | 8.05e-10 | 8.05e-10 | 8.05e-10 | 8.05e-10 | 8.05e-10 | 8.05e-10 | 8.05e-10 | 8.05e-10 | 8.05e-10 | 8.05e-10 | 8.05e-10 | 8.05e-10 | 8.05e-10 | 8.05e-10 | 8.05e-10 | 8.05e-10 | 8.05e-10 | 8.05e-10 | 8.05e-10 | 8.05e-10 | 8.05e-10 | 8.05e-10 | 8.05e-10 | 8.05e-10 | 8.05e-10 | 8.05e-10 | 8.05e-10 | 8.05e-10 | 8.05e-10 | 8.05e-10 | 8.05e-10 | 8.05e-10 | 8.05e-10 | 8.05e-10 | 8.05e-10 | 8.05e-10 | 8.05e-10 | 8.05e-10 | 8.05e-10 | 8.05e-10 | 8.05e-10 | 8.05e-10 | 8.05e-10 | 8.05e-10 | 8.05e-10 | 8.05e-10 | 8.05e-10 | 8.05e-10 | 8.05e-10 | 8.05e-10 | 8.05e-10 | 8.05e-10 | 8.05e-10 | 0 | 0 | 0 | 0 | 0 | 0 | 0 | 0 | 0 | 0 | 0 | 0 | 0 | 0 | 0 | 0 | 0 | 0 | 0 | 0 | 0 | 0 | 0 | 0
[19 empty] | Variable carbon costs | Input | £000s | 0 | 0 | 0 | 0 | 0 | 0 | 0 | 0 | 0 | 0 | 0 | 0 | 0 | 0 | 0 | 0 | 0 | 0 | 0 | 0 | 0 | 0 | 0 | 0 | 0 | 0 | 0 | 0 | 0 | 0 | 0 | 0 | 0 | 0 | 0 | 0 | 0 | 0 | 0 | 0 | 0 | 0 | 0 | 0 | 0 | 0 | 0 | 0 | 0 | 0 | 0 | 0 | 0 | 0 | 0 | 0 | 0 | 0 | 0 | 0 | 0 | 0 | 0 | 0 | 0 | 0 | 0 | 0 | 0 | 0 | 0 | 0 | 0 | 0 | 0 | 0 | 0 | 0 | 0 | 0 | 0 | 0 | 0 | 0 | 0 | 0 | 0 | 0 | 0 | 0 | 0 | 0 | 0 | 0 | 0 | 0 | 0 | 0 | 0 | 0 | 0 | 0 | 0 | 0
[19 empty] | Customer willingness to pay | Input | £000s | 0 | 0 | 0 | 0 | 0 | 0 | 0 | 0 | 0 | 0 | 0 | 0 | 0 | 0 | 0 | 0 | 0 | 0 | 0 | 0 | 0 | 0 | 0 | 0 | 0 | 0 | 0 | 0 | 0 | 0 | 0 | 0 | 0 | 0 | 0 | 0 | 0 | 0 | 0 | 0 | 0 | 0 | 0 | 0 | 0 | 0 | 0 | 0 | 0 | 0 | 0 | 0 | 0 | 0 | 0 | 0 | 0 | 0 | 0 | 0 | 0 | 0 | 0 | 0 | 0 | 0 | 0 | 0 | 0 | 0 | 0 | 0 | 0 | 0 | 0 | 0 | 0 | 0 | 0 | 0 | 0 | 0 | 0 | 0 | 0 | 0 | 0 | 0 | 0 | 0 | 0 | 0 | 0 | 0 | 0 | 0 | 0 | 0 | 0 | 0 | 0 | 0 | 0 | 0
[19 empty] | Total | Sum of above (excl WAFU) | £000s | 427.7743 | 205.6743 | 205.6743 | 205.6743 | 205.6743 | 205.6743 | 205.6743 | 205.6743 | 205.6743 | 205.6743 | 205.6743 | 205.6743 | 205.6743 | 205.6743 | 205.6743 | 205.6743 | 205.6743 | 205.6743 | 205.6743 | 205.6743 | 205.6743 | 205.6743 | 205.6743 | 205.6743 | 205.6743 | 205.6743 | 205.6743 | 205.6743 | 205.6743 | 205.6743 | 205.6743 | 205.6743 | 205.6743 | 205.6743 | 205.6743 | 205.6743 | 205.6743 | 205.6743 | 205.6743 | 205.6743 | 205.6743 | 205.6743 | 205.6743 | 205.6743 | 205.6743 | 205.6743 | 205.6743 | 205.6743 | 205.6743 | 205.6743 | 205.6743 | 205.6743 | 205.6743 | 205.6743 | 205.6743 | 205.6743 | 205.6743 | 205.6743 | 205.6743 | 205.6743 | 205.6743 | 205.6743 | 205.6743 | 205.6743 | 205.6743 | 205.6743 | 205.6743 | 205.6743 | 205.6743 | 205.6743 | 205.6743 | 205.6743 | 205.6743 | 205.6743 | 205.6743 | 205.6743 | 205.6743 | 205.6743 | 205.6743 | 205.6743 | 0 | 0 | 0 | 0 | 0 | 0 | 0 | 0 | 0 | 0 | 0 | 0 | 0 | 0 | 0 | 0 | 0 | 0 | 0 | 0 | 0 | 0 | 0 | 0
58.1x | SESW-NGW-N6: New Middle Mole Abstraction source | SESW-NGW-N6 | GW new | N | 2020 | Capacity | 10 | 104134.5642 | 12093.6739 | 14015.9417 | 0 | 589.9 | 5725.0035 | 32424.5191 | 25.073 | 31.1371 |  |  | Gains in WAFU / Savings in demand | Input | Ml/d | 10 | 10 | 10 | 10 | 10 | 10 | 10 | 10 | 10 | 10 | 10 | 10 | 10 | 10 | 10 | 10 | 10 | 10 | 10 | 10 | 10 | 10 | 10 | 10 | 10 | 10 | 10 | 10 | 10 | 10 | 10 | 10 | 10 | 10 | 10 | 10 | 10 | 10 | 10 | 10 | 10 | 10 | 10 | 10 | 10 | 10 | 10 | 10 | 10 | 10 | 10 | 10 | 10 | 10 | 10 | 10 | 10 | 10 | 10 | 10 | 10 | 10 | 10 | 10 | 10 | 10 | 10 | 10 | 10 | 10 | 10 | 10 | 10 | 10 | 10 | 10 | 10 | 10 | 10 | 10 | 0 | 0 | 0 | 0 | 0 | 0 | 0 | 0 | 0 | 0 | 0 | 0 | 0 | 0 | 0 | 0 | 0 | 0 | 0 | 0 | 0 | 0 | 0 | 0
[19 empty] | Fixed capex | Input | £000s | 3333.3333 | 3333.3333 | 3333.3333 | 0 | 0 | 0 | 0 | 0 | 0 | 0 | 0 | 0 | 0 | 0 | 0 | 0 | 0 | 0 | 0 | 0 | 0 | 0 | 0 | 0 | 0 | 0 | 0 | 0 | 0 | 0 | 0 | 0 | 0 | 0 | 0 | 0 | 0 | 0 | 0 | 0 | 0 | 0 | 0 | 0 | 0 | 0 | 0 | 0 | 0 | 0 | 0 | 0 | 0 | 0 | 0 | 0 | 0 | 0 | 0 | 0 | 0 | 0 | 0 | 0 | 0 | 0 | 0 | 0 | 0 | 0 | 0 | 0 | 0 | 0 | 0 | 0 | 0 | 0 | 0 | 0 | 0 | 0 | 0 | 0 | 0 | 0 | 0 | 0 | 0 | 0 | 0 | 0 | 0 | 0 | 0 | 0 | 0 | 0 | 0 | 0 | 0 | 0 | 0 | 0
[19 empty] | Variable capex | Input | £000s | 0 | 0 | 0 | 0 | 0 | 0 | 0 | 0 | 0 | 0 | 0 | 0 | 0 | 0 | 0 | 0 | 0 | 0 | 0 | 0 | 0 | 0 | 0 | 0 | 0 | 0 | 0 | 0 | 0 | 0 | 0 | 0 | 0 | 0 | 0 | 0 | 0 | 0 | 0 | 0 | 0 | 0 | 0 | 0 | 0 | 0 | 0 | 0 | 0 | 0 | 0 | 0 | 0 | 0 | 0 | 0 | 0 | 0 | 0 | 0 | 0 | 0 | 0 | 0 | 0 | 0 | 0 | 0 | 0 | 0 | 0 | 0 | 0 | 0 | 0 | 0 | 0 | 0 | 0 | 0 | 0 | 0 | 0 | 0 | 0 | 0 | 0 | 0 | 0 | 0 | 0 | 0 | 0 | 0 | 0 | 0 | 0 | 0 | 0 | 0 | 0 | 0 | 0 | 0
[19 empty] | Financing costs | Input | £000s | -2909.4404 | -2909.4404 | -2909.4404 | 423.893 | 423.893 | 423.893 | 423.893 | 423.893 | 423.893 | 423.893 | 423.893 | 423.893 | 423.893 | 423.893 | 423.893 | 423.893 | 423.893 | 423.893 | 423.893 | 423.893 | 423.893 | 423.893 | 423.893 | 423.893 | 423.893 | 423.893 | 423.893 | 423.893 | 423.893 | 423.893 | 423.893 | 423.893 | 423.893 | 423.893 | 423.893 | 423.893 | 423.893 | 423.893 | 423.893 | 423.893 | 423.893 | 423.893 | 423.893 | 423.893 | 423.893 | 423.893 | 423.893 | 423.893 | 423.893 | 423.893 | 423.893 | 423.893 | 423.893 | 423.893 | 423.893 | 423.893 | 423.893 | 423.893 | 423.893 | 423.893 | 423.893 | 423.893 | 423.893 | 423.893 | 423.893 | 423.893 | 423.893 | 423.893 | 423.893 | 423.893 | 423.893 | 423.893 | 423.893 | 423.893 | 423.893 | 423.893 | 423.893 | 423.893 | 423.893 | 423.893
[19 empty] | Fixed opex | Input | £000s | 2.9 | 2.9 | 2.9 | 2.9 | 2.9 | 2.9 | 2.9 | 2.9 | 2.9 | 2.9 | 2.9 | 2.9 | 2.9 | 2.9 | 2.9 | 2.9 | 2.9 | 2.9 | 2.9 | 2.9 | 2.9 | 2.9 | 2.9 | 2.9 | 2.9 | 2.9 | 2.9 | 2.9 | 2.9 | 2.9 | 2.9 | 2.9 | 2.9 | 2.9 | 2.9 | 2.9 | 2.9 | 2.9 | 2.9 | 2.9 | 2.9 | 2.9 | 2.9 | 2.9 | 2.9 | 2.9 | 2.9 | 2.9 | 2.9 | 2.9 | 2.9 | 2.9 | 2.9 | 2.9 | 2.9 | 2.9 | 2.9 | 2.9 | 2.9 | 2.9 | 2.9 | 2.9 | 2.9 | 2.9 | 2.9 | 2.9 | 2.9 | 2.9 | 2.9 | 2.9 | 2.9 | 2.9 | 2.9 | 2.9 | 2.9 | 2.9 | 2.9 | 2.9 | 2.9 | 2.9 | 0 | 0 | 0 | 0 | 0 | 0 | 0 | 0 | 0 | 0 | 0 | 0 | 0 | 0 | 0 | 0 | 0 | 0 | 0 | 0 | 0 | 0 | 0 | 0
[19 empty] | Variable opex | Input | £000s | 488.37 | 488.37 | 488.37 | 488.37 | 488.37 | 488.37 | 488.37 | 488.37 | 488.37 | 488.37 | 488.37 | 488.37 | 488.37 | 488.37 | 488.37 | 488.37 | 488.37 | 488.37 | 488.37 | 488.37 | 488.37 | 488.37 | 488.37 | 488.37 | 488.37 | 488.37 | 488.37 | 488.37 | 488.37 | 488.37 | 488.37 | 488.37 | 488.37 | 488.37 | 488.37 | 488.37 | 488.37 | 488.37 | 488.37 | 488.37 | 488.37 | 488.37 | 488.37 | 488.37 | 488.37 | 488.37 | 488.37 | 488.37 | 488.37 | 488.37 | 488.37 | 488.37 | 488.37 | 488.37 | 488.37 | 488.37 | 488.37 | 488.37 | 488.37 | 488.37 | 488.37 | 488.37 | 488.37 | 488.37 | 488.37 | 488.37 | 488.37 | 488.37 | 488.37 | 488.37 | 488.37 | 488.37 | 488.37 | 488.37 | 488.37 | 488.37 | 488.37 | 488.37 | 488.37 | 488.37 | 0 | 0 | 0 | 0 | 0 | 0 | 0 | 0 | 0 | 0 | 0 | 0 | 0 | 0 | 0 | 0 | 0 | 0 | 0 | 0 | 0 | 0 | 0 | 0
[19 empty] | Opex savings | Input | £000s | 0 | 0 | 0 | 0 | 0 | 0 | 0 | 0 | 0 | 0 | 0 | 0 | 0 | 0 | 0 | 0 | 0 | 0 | 0 | 0 | 0 | 0 | 0 | 0 | 0 | 0 | 0 | 0 | 0 | 0 | 0 | 0 | 0 | 0 | 0 | 0 | 0 | 0 | 0 | 0 | 0 | 0 | 0 | 0 | 0 | 0 | 0 | 0 | 0 | 0 | 0 | 0 | 0 | 0 | 0 | 0 | 0 | 0 | 0 | 0 | 0 | 0 | 0 | 0 | 0 | 0 | 0 | 0 | 0 | 0 | 0 | 0 | 0 | 0 | 0 | 0 | 0 | 0 | 0 | 0 | 0 | 0 | 0 | 0 | 0 | 0 | 0 | 0 | 0 | 0 | 0 | 0 | 0 | 0 | 0 | 0 | 0 | 0 | 0 | 0 | 0 | 0 | 0 | 0
[19 empty] | Fixed env & social | Input | £000s | 219 | 200 | 200 | 200 | 200 | 200 | 200 | 200 | 200 | 200 | 200 | 200 | 200 | 200 | 200 | 200 | 200 | 200 | 200 | 200 | 200 | 200 | 200 | 200 | 200 | 200 | 200 | 200 | 200 | 200 | 200 | 200 | 200 | 200 | 200 | 200 | 200 | 200 | 200 | 200 | 200 | 200 | 200 | 200 | 200 | 200 | 200 | 200 | 200 | 200 | 200 | 200 | 200 | 200 | 200 | 200 | 200 | 200 | 200 | 200 | 200 | 200 | 200 | 200 | 200 | 200 | 200 | 200 | 200 | 200 | 200 | 200 | 200 | 200 | 200 | 200 | 200 | 200 | 200 | 200 | 0 | 0 | 0 | 0 | 0 | 0 | 0 | 0 | 0 | 0 | 0 | 0 | 0 | 0 | 0 | 0 | 0 | 0 | 0 | 0 | 0 | 0 | 0 | 0
[19 empty] | Variable env & social | Input | £000s | 0 | 0 | 0 | 0 | 0 | 0 | 0 | 0 | 0 | 0 | 0 | 0 | 0 | 0 | 0 | 0 | 0 | 0 | 0 | 0 | 0 | 0 | 0 | 0 | 0 | 0 | 0 | 0 | 0 | 0 | 0 | 0 | 0 | 0 | 0 | 0 | 0 | 0 | 0 | 0 | 0 | 0 | 0 | 0 | 0 | 0 | 0 | 0 | 0 | 0 | 0 | 0 | 0 | 0 | 0 | 0 | 0 | 0 | 0 | 0 | 0 | 0 | 0 | 0 | 0 | 0 | 0 | 0 | 0 | 0 | 0 | 0 | 0 | 0 | 0 | 0 | 0 | 0 | 0 | 0 | 0 | 0 | 0 | 0 | 0 | 0 | 0 | 0 | 0 | 0 | 0 | 0 | 0 | 0 | 0 | 0 | 0 | 0 | 0 | 0 | 0 | 0 | 0 | 0
[19 empty] | Fixed carbon costs | Input | £000s | 589.9 | 6.885e-10 | 6.885e-10 | 6.885e-10 | 6.885e-10 | 6.885e-10 | 6.885e-10 | 6.885e-10 | 6.885e-10 | 6.885e-10 | 6.885e-10 | 6.885e-10 | 6.885e-10 | 6.885e-10 | 6.885e-10 | 6.885e-10 | 6.885e-10 | 6.885e-10 | 6.885e-10 | 6.885e-10 | 6.885e-10 | 6.885e-10 | 6.885e-10 | 6.885e-10 | 6.885e-10 | 6.885e-10 | 6.885e-10 | 6.885e-10 | 6.885e-10 | 6.885e-10 | 6.885e-10 | 6.885e-10 | 6.885e-10 | 6.885e-10 | 6.885e-10 | 6.885e-10 | 6.885e-10 | 6.885e-10 | 6.885e-10 | 6.885e-10 | 6.885e-10 | 6.885e-10 | 6.885e-10 | 6.885e-10 | 6.885e-10 | 6.885e-10 | 6.885e-10 | 6.885e-10 | 6.885e-10 | 6.885e-10 | 6.885e-10 | 6.885e-10 | 6.885e-10 | 6.885e-10 | 6.885e-10 | 6.885e-10 | 6.885e-10 | 6.885e-10 | 6.885e-10 | 6.885e-10 | 6.885e-10 | 6.885e-10 | 6.885e-10 | 6.885e-10 | 6.885e-10 | 6.885e-10 | 6.885e-10 | 6.885e-10 | 6.885e-10 | 6.885e-10 | 6.885e-10 | 6.885e-10 | 6.885e-10 | 6.885e-10 | 6.885e-10 | 6.885e-10 | 6.885e-10 | 6.885e-10 | 6.885e-10 | 6.885e-10 | 0 | 0 | 0 | 0 | 0 | 0 | 0 | 0 | 0 | 0 | 0 | 0 | 0 | 0 | 0 | 0 | 0 | 0 | 0 | 0 | 0 | 0 | 0 | 0
[19 empty] | Variable carbon costs | Input | £000s | 0 | 0 | 0 | 0 | 0 | 0 | 0 | 0 | 0 | 0 | 0 | 0 | 0 | 0 | 0 | 0 | 0 | 0 | 0 | 0 | 0 | 0 | 0 | 0 | 0 | 0 | 0 | 0 | 0 | 0 | 0 | 0 | 0 | 0 | 0 | 0 | 0 | 0 | 0 | 0 | 0 | 0 | 0 | 0 | 0 | 0 | 0 | 0 | 0 | 0 | 0 | 0 | 0 | 0 | 0 | 0 | 0 | 0 | 0 | 0 | 0 | 0 | 0 | 0 | 0 | 0 | 0 | 0 | 0 | 0 | 0 | 0 | 0 | 0 | 0 | 0 | 0 | 0 | 0 | 0 | 0 | 0 | 0 | 0 | 0 | 0 | 0 | 0 | 0 | 0 | 0 | 0 | 0 | 0 | 0 | 0 | 0 | 0 | 0 | 0 | 0 | 0 | 0 | 0
[19 empty] | Customer willingness to pay | Input | £000s | 0 | 0 | 0 | 0 | 0 | 0 | 0 | 0 | 0 | 0 | 0 | 0 | 0 | 0 | 0 | 0 | 0 | 0 | 0 | 0 | 0 | 0 | 0 | 0 | 0 | 0 | 0 | 0 | 0 | 0 | 0 | 0 | 0 | 0 | 0 | 0 | 0 | 0 | 0 | 0 | 0 | 0 | 0 | 0 | 0 | 0 | 0 | 0 | 0 | 0 | 0 | 0 | 0 | 0 | 0 | 0 | 0 | 0 | 0 | 0 | 0 | 0 | 0 | 0 | 0 | 0 | 0 | 0 | 0 | 0 | 0 | 0 | 0 | 0 | 0 | 0 | 0 | 0 | 0 | 0 | 0 | 0 | 0 | 0 | 0 | 0 | 0 | 0 | 0 | 0 | 0 | 0 | 0 | 0 | 0 | 0 | 0 | 0 | 0 | 0 | 0 | 0 | 0 | 0
[19 empty] | Total | Sum of above (excl WAFU) | £000s | 1724.063 | 1115.163 | 1115.163 | 1115.163 | 1115.163 | 1115.163 | 1115.163 | 1115.163 | 1115.163 | 1115.163 | 1115.163 | 1115.163 | 1115.163 | 1115.163 | 1115.163 | 1115.163 | 1115.163 | 1115.163 | 1115.163 | 1115.163 | 1115.163 | 1115.163 | 1115.163 | 1115.163 | 1115.163 | 1115.163 | 1115.163 | 1115.163 | 1115.163 | 1115.163 | 1115.163 | 1115.163 | 1115.163 | 1115.163 | 1115.163 | 1115.163 | 1115.163 | 1115.163 | 1115.163 | 1115.163 | 1115.163 | 1115.163 | 1115.163 | 1115.163 | 1115.163 | 1115.163 | 1115.163 | 1115.163 | 1115.163 | 1115.163 | 1115.163 | 1115.163 | 1115.163 | 1115.163 | 1115.163 | 1115.163 | 1115.163 | 1115.163 | 1115.163 | 1115.163 | 1115.163 | 1115.163 | 1115.163 | 1115.163 | 1115.163 | 1115.163 | 1115.163 | 1115.163 | 1115.163 | 1115.163 | 1115.163 | 1115.163 | 1115.163 | 1115.163 | 1115.163 | 1115.163 | 1115.163 | 1115.163 | 1115.163 | 1115.163 | 0 | 0 | 0 | 0 | 0 | 0 | 0 | 0 | 0 | 0 | 0 | 0 | 0 | 0 | 0 | 0 | 0 | 0 | 0 | 0 | 0 | 0 | 0 | 0
58.1x | SESW-NGW-N5: New Lower Mole Abstraction source | SESW-NGW-N5 | GW new | N | 2020 | Capacity | 5 | 52067.2821 | 4232.7859 | 7049.3394 | 0 | 589.9 | 5712.0035 | 17584.0288 | 21.6684 | 33.7717 |  |  | Gains in WAFU / Savings in demand | Input | Ml/d | 5 | 5 | 5 | 5 | 5 | 5 | 5 | 5 | 5 | 5 | 5 | 5 | 5 | 5 | 5 | 5 | 5 | 5 | 5 | 5 | 5 | 5 | 5 | 5 | 5 | 5 | 5 | 5 | 5 | 5 | 5 | 5 | 5 | 5 | 5 | 5 | 5 | 5 | 5 | 5 | 5 | 5 | 5 | 5 | 5 | 5 | 5 | 5 | 5 | 5 | 5 | 5 | 5 | 5 | 5 | 5 | 5 | 5 | 5 | 5 | 5 | 5 | 5 | 5 | 5 | 5 | 5 | 5 | 5 | 5 | 5 | 5 | 5 | 5 | 5 | 5 | 5 | 5 | 5 | 5 | 0 | 0 | 0 | 0 | 0 | 0 | 0 | 0 | 0 | 0 | 0 | 0 | 0 | 0 | 0 | 0 | 0 | 0 | 0 | 0 | 0 | 0 | 0 | 0
[19 empty] | Fixed capex | Input | £000s | 1166.6667 | 1166.6667 | 1166.6667 | 0 | 0 | 0 | 0 | 0 | 0 | 0 | 0 | 0 | 0 | 0 | 0 | 0 | 0 | 0 | 0 | 0 | 0 | 0 | 0 | 0 | 0 | 0 | 0 | 0 | 0 | 0 | 0 | 0 | 0 | 0 | 0 | 0 | 0 | 0 | 0 | 0 | 0 | 0 | 0 | 0 | 0 | 0 | 0 | 0 | 0 | 0 | 0 | 0 | 0 | 0 | 0 | 0 | 0 | 0 | 0 | 0 | 0 | 0 | 0 | 0 | 0 | 0 | 0 | 0 | 0 | 0 | 0 | 0 | 0 | 0 | 0 | 0 | 0 | 0 | 0 | 0 | 0 | 0 | 0 | 0 | 0 | 0 | 0 | 0 | 0 | 0 | 0 | 0 | 0 | 0 | 0 | 0 | 0 | 0 | 0 | 0 | 0 | 0 | 0 | 0
[19 empty] | Variable capex | Input | £000s | 0 | 0 | 0 | 0 | 0 | 0 | 0 | 0 | 0 | 0 | 0 | 0 | 0 | 0 | 0 | 0 | 0 | 0 | 0 | 0 | 0 | 0 | 0 | 0 | 0 | 0 | 0 | 0 | 0 | 0 | 0 | 0 | 0 | 0 | 0 | 0 | 0 | 0 | 0 | 0 | 0 | 0 | 0 | 0 | 0 | 0 | 0 | 0 | 0 | 0 | 0 | 0 | 0 | 0 | 0 | 0 | 0 | 0 | 0 | 0 | 0 | 0 | 0 | 0 | 0 | 0 | 0 | 0 | 0 | 0 | 0 | 0 | 0 | 0 | 0 | 0 | 0 | 0 | 0 | 0 | 0 | 0 | 0 | 0 | 0 | 0 | 0 | 0 | 0 | 0 | 0 | 0 | 0 | 0 | 0 | 0 | 0 | 0 | 0 | 0 | 0 | 0 | 0 | 0
[19 empty] | Financing costs | Input | £000s | -1018.3041 | -1018.3041 | -1018.3041 | 148.3625 | 148.3625 | 148.3625 | 148.3625 | 148.3625 | 148.3625 | 148.3625 | 148.3625 | 148.3625 | 148.3625 | 148.3625 | 148.3625 | 148.3625 | 148.3625 | 148.3625 | 148.3625 | 148.3625 | 148.3625 | 148.3625 | 148.3625 | 148.3625 | 148.3625 | 148.3625 | 148.3625 | 148.3625 | 148.3625 | 148.3625 | 148.3625 | 148.3625 | 148.3625 | 148.3625 | 148.3625 | 148.3625 | 148.3625 | 148.3625 | 148.3625 | 148.3625 | 148.3625 | 148.3625 | 148.3625 | 148.3625 | 148.3625 | 148.3625 | 148.3625 | 148.3625 | 148.3625 | 148.3625 | 148.3625 | 148.3625 | 148.3625 | 148.3625 | 148.3625 | 148.3625 | 148.3625 | 148.3625 | 148.3625 | 148.3625 | 148.3625 | 148.3625 | 148.3625 | 148.3625 | 148.3625 | 148.3625 | 148.3625 | 148.3625 | 148.3625 | 148.3625 | 148.3625 | 148.3625 | 148.3625 | 148.3625 | 148.3625 | 148.3625 | 148.3625 | 148.3625 | 148.3625 | 148.3625
[19 empty] | Fixed opex | Input | £000s | 2.9 | 2.9 | 2.9 | 2.9 | 2.9 | 2.9 | 2.9 | 2.9 | 2.9 | 2.9 | 2.9 | 2.9 | 2.9 | 2.9 | 2.9 | 2.9 | 2.9 | 2.9 | 2.9 | 2.9 | 2.9 | 2.9 | 2.9 | 2.9 | 2.9 | 2.9 | 2.9 | 2.9 | 2.9 | 2.9 | 2.9 | 2.9 | 2.9 | 2.9 | 2.9 | 2.9 | 2.9 | 2.9 | 2.9 | 2.9 | 2.9 | 2.9 | 2.9 | 2.9 | 2.9 | 2.9 | 2.9 | 2.9 | 2.9 | 2.9 | 2.9 | 2.9 | 2.9 | 2.9 | 2.9 | 2.9 | 2.9 | 2.9 | 2.9 | 2.9 | 2.9 | 2.9 | 2.9 | 2.9 | 2.9 | 2.9 | 2.9 | 2.9 | 2.9 | 2.9 | 2.9 | 2.9 | 2.9 | 2.9 | 2.9 | 2.9 | 2.9 | 2.9 | 2.9 | 2.9 | 0 | 0 | 0 | 0 | 0 | 0 | 0 | 0 | 0 | 0 | 0 | 0 | 0 | 0 | 0 | 0 | 0 | 0 | 0 | 0 | 0 | 0 | 0 | 0
[19 empty] | Variable opex | Input | £000s | 244.185 | 244.185 | 244.185 | 244.185 | 244.185 | 244.185 | 244.185 | 244.185 | 244.185 | 244.185 | 244.185 | 244.185 | 244.185 | 244.185 | 244.185 | 244.185 | 244.185 | 244.185 | 244.185 | 244.185 | 244.185 | 244.185 | 244.185 | 244.185 | 244.185 | 244.185 | 244.185 | 244.185 | 244.185 | 244.185 | 244.185 | 244.185 | 244.185 | 244.185 | 244.185 | 244.185 | 244.185 | 244.185 | 244.185 | 244.185 | 244.185 | 244.185 | 244.185 | 244.185 | 244.185 | 244.185 | 244.185 | 244.185 | 244.185 | 244.185 | 244.185 | 244.185 | 244.185 | 244.185 | 244.185 | 244.185 | 244.185 | 244.185 | 244.185 | 244.185 | 244.185 | 244.185 | 244.185 | 244.185 | 244.185 | 244.185 | 244.185 | 244.185 | 244.185 | 244.185 | 244.185 | 244.185 | 244.185 | 244.185 | 244.185 | 244.185 | 244.185 | 244.185 | 244.185 | 244.185 | 0 | 0 | 0 | 0 | 0 | 0 | 0 | 0 | 0 | 0 | 0 | 0 | 0 | 0 | 0 | 0 | 0 | 0 | 0 | 0 | 0 | 0 | 0 | 0
[19 empty] | Opex savings | Input | £000s | 0 | 0 | 0 | 0 | 0 | 0 | 0 | 0 | 0 | 0 | 0 | 0 | 0 | 0 | 0 | 0 | 0 | 0 | 0 | 0 | 0 | 0 | 0 | 0 | 0 | 0 | 0 | 0 | 0 | 0 | 0 | 0 | 0 | 0 | 0 | 0 | 0 | 0 | 0 | 0 | 0 | 0 | 0 | 0 | 0 | 0 | 0 | 0 | 0 | 0 | 0 | 0 | 0 | 0 | 0 | 0 | 0 | 0 | 0 | 0 | 0 | 0 | 0 | 0 | 0 | 0 | 0 | 0 | 0 | 0 | 0 | 0 | 0 | 0 | 0 | 0 | 0 | 0 | 0 | 0 | 0 | 0 | 0 | 0 | 0 | 0 | 0 | 0 | 0 | 0 | 0 | 0 | 0 | 0 | 0 | 0 | 0 | 0 | 0 | 0 | 0 | 0 | 0 | 0
[19 empty] | Fixed env & social | Input | £000s | 206 | 200 | 200 | 200 | 200 | 200 | 200 | 200 | 200 | 200 | 200 | 200 | 200 | 200 | 200 | 200 | 200 | 200 | 200 | 200 | 200 | 200 | 200 | 200 | 200 | 200 | 200 | 200 | 200 | 200 | 200 | 200 | 200 | 200 | 200 | 200 | 200 | 200 | 200 | 200 | 200 | 200 | 200 | 200 | 200 | 200 | 200 | 200 | 200 | 200 | 200 | 200 | 200 | 200 | 200 | 200 | 200 | 200 | 200 | 200 | 200 | 200 | 200 | 200 | 200 | 200 | 200 | 200 | 200 | 200 | 200 | 200 | 200 | 200 | 200 | 200 | 200 | 200 | 200 | 200 | 0 | 0 | 0 | 0 | 0 | 0 | 0 | 0 | 0 | 0 | 0 | 0 | 0 | 0 | 0 | 0 | 0 | 0 | 0 | 0 | 0 | 0 | 0 | 0
[19 empty] | Variable env & social | Input | £000s | 0 | 0 | 0 | 0 | 0 | 0 | 0 | 0 | 0 | 0 | 0 | 0 | 0 | 0 | 0 | 0 | 0 | 0 | 0 | 0 | 0 | 0 | 0 | 0 | 0 | 0 | 0 | 0 | 0 | 0 | 0 | 0 | 0 | 0 | 0 | 0 | 0 | 0 | 0 | 0 | 0 | 0 | 0 | 0 | 0 | 0 | 0 | 0 | 0 | 0 | 0 | 0 | 0 | 0 | 0 | 0 | 0 | 0 | 0 | 0 | 0 | 0 | 0 | 0 | 0 | 0 | 0 | 0 | 0 | 0 | 0 | 0 | 0 | 0 | 0 | 0 | 0 | 0 | 0 | 0 | 0 | 0 | 0 | 0 | 0 | 0 | 0 | 0 | 0 | 0 | 0 | 0 | 0 | 0 | 0 | 0 | 0 | 0 | 0 | 0 | 0 | 0 | 0 | 0
[19 empty] | Fixed carbon costs | Input | £000s | 589.9 | 6.885e-10 | 6.885e-10 | 6.885e-10 | 6.885e-10 | 6.885e-10 | 6.885e-10 | 6.885e-10 | 6.885e-10 | 6.885e-10 | 6.885e-10 | 6.885e-10 | 6.885e-10 | 6.885e-10 | 6.885e-10 | 6.885e-10 | 6.885e-10 | 6.885e-10 | 6.885e-10 | 6.885e-10 | 6.885e-10 | 6.885e-10 | 6.885e-10 | 6.885e-10 | 6.885e-10 | 6.885e-10 | 6.885e-10 | 6.885e-10 | 6.885e-10 | 6.885e-10 | 6.885e-10 | 6.885e-10 | 6.885e-10 | 6.885e-10 | 6.885e-10 | 6.885e-10 | 6.885e-10 | 6.885e-10 | 6.885e-10 | 6.885e-10 | 6.885e-10 | 6.885e-10 | 6.885e-10 | 6.885e-10 | 6.885e-10 | 6.885e-10 | 6.885e-10 | 6.885e-10 | 6.885e-10 | 6.885e-10 | 6.885e-10 | 6.885e-10 | 6.885e-10 | 6.885e-10 | 6.885e-10 | 6.885e-10 | 6.885e-10 | 6.885e-10 | 6.885e-10 | 6.885e-10 | 6.885e-10 | 6.885e-10 | 6.885e-10 | 6.885e-10 | 6.885e-10 | 6.885e-10 | 6.885e-10 | 6.885e-10 | 6.885e-10 | 6.885e-10 | 6.885e-10 | 6.885e-10 | 6.885e-10 | 6.885e-10 | 6.885e-10 | 6.885e-10 | 6.885e-10 | 6.885e-10 | 6.885e-10 | 6.885e-10 | 0 | 0 | 0 | 0 | 0 | 0 | 0 | 0 | 0 | 0 | 0 | 0 | 0 | 0 | 0 | 0 | 0 | 0 | 0 | 0 | 0 | 0 | 0 | 0
[19 empty] | Variable carbon costs | Input | £000s | 0 | 0 | 0 | 0 | 0 | 0 | 0 | 0 | 0 | 0 | 0 | 0 | 0 | 0 | 0 | 0 | 0 | 0 | 0 | 0 | 0 | 0 | 0 | 0 | 0 | 0 | 0 | 0 | 0 | 0 | 0 | 0 | 0 | 0 | 0 | 0 | 0 | 0 | 0 | 0 | 0 | 0 | 0 | 0 | 0 | 0 | 0 | 0 | 0 | 0 | 0 | 0 | 0 | 0 | 0 | 0 | 0 | 0 | 0 | 0 | 0 | 0 | 0 | 0 | 0 | 0 | 0 | 0 | 0 | 0 | 0 | 0 | 0 | 0 | 0 | 0 | 0 | 0 | 0 | 0 | 0 | 0 | 0 | 0 | 0 | 0 | 0 | 0 | 0 | 0 | 0 | 0 | 0 | 0 | 0 | 0 | 0 | 0 | 0 | 0 | 0 | 0 | 0 | 0
[19 empty] | Customer willingness to pay | Input | £000s | 0 | 0 | 0 | 0 | 0 | 0 | 0 | 0 | 0 | 0 | 0 | 0 | 0 | 0 | 0 | 0 | 0 | 0 | 0 | 0 | 0 | 0 | 0 | 0 | 0 | 0 | 0 | 0 | 0 | 0 | 0 | 0 | 0 | 0 | 0 | 0 | 0 | 0 | 0 | 0 | 0 | 0 | 0 | 0 | 0 | 0 | 0 | 0 | 0 | 0 | 0 | 0 | 0 | 0 | 0 | 0 | 0 | 0 | 0 | 0 | 0 | 0 | 0 | 0 | 0 | 0 | 0 | 0 | 0 | 0 | 0 | 0 | 0 | 0 | 0 | 0 | 0 | 0 | 0 | 0 | 0 | 0 | 0 | 0 | 0 | 0 | 0 | 0 | 0 | 0 | 0 | 0 | 0 | 0 | 0 | 0 | 0 | 0 | 0 | 0 | 0 | 0 | 0 | 0
[19 empty] | Total | Sum of above (excl WAFU) | £000s | 1191.3475 | 595.4475 | 595.4475 | 595.4475 | 595.4475 | 595.4475 | 595.4475 | 595.4475 | 595.4475 | 595.4475 | 595.4475 | 595.4475 | 595.4475 | 595.4475 | 595.4475 | 595.4475 | 595.4475 | 595.4475 | 595.4475 | 595.4475 | 595.4475 | 595.4475 | 595.4475 | 595.4475 | 595.4475 | 595.4475 | 595.4475 | 595.4475 | 595.4475 | 595.4475 | 595.4475 | 595.4475 | 595.4475 | 595.4475 | 595.4475 | 595.4475 | 595.4475 | 595.4475 | 595.4475 | 595.4475 | 595.4475 | 595.4475 | 595.4475 | 595.4475 | 595.4475 | 595.4475 | 595.4475 | 595.4475 | 595.4475 | 595.4475 | 595.4475 | 595.4475 | 595.4475 | 595.4475 | 595.4475 | 595.4475 | 595.4475 | 595.4475 | 595.4475 | 595.4475 | 595.4475 | 595.4475 | 595.4475 | 595.4475 | 595.4475 | 595.4475 | 595.4475 | 595.4475 | 595.4475 | 595.4475 | 595.4475 | 595.4475 | 595.4475 | 595.4475 | 595.4475 | 595.4475 | 595.4475 | 595.4475 | 595.4475 | 595.4475 | 0 | 0 | 0 | 0 | 0 | 0 | 0 | 0 | 0 | 0 | 0 | 0 | 0 | 0 | 0 | 0 | 0 | 0 | 0 | 0 | 0 | 0 | 0 | 0
58.1x | SESW-NGW-N4: Leatherhead licence increase | SESW-NGW-N4 | GW enhancement | N | 2020 | Capacity | 2 | 20826.9128 | 35.0057 | 2764.5587 | 0 | 19.9 | 5709.0035 | 8528.4679 | 13.4421 | 40.9493 |  |  | Gains in WAFU / Savings in demand | Input | Ml/d | 2 | 2 | 2 | 2 | 2 | 2 | 2 | 2 | 2 | 2 | 2 | 2 | 2 | 2 | 2 | 2 | 2 | 2 | 2 | 2 | 2 | 2 | 2 | 2 | 2 | 2 | 2 | 2 | 2 | 2 | 2 | 2 | 2 | 2 | 2 | 2 | 2 | 2 | 2 | 2 | 2 | 2 | 2 | 2 | 2 | 2 | 2 | 2 | 2 | 2 | 2 | 2 | 2 | 2 | 2 | 2 | 2 | 2 | 2 | 2 | 2 | 2 | 2 | 2 | 2 | 2 | 2 | 2 | 2 | 2 | 2 | 2 | 2 | 2 | 2 | 2 | 2 | 2 | 2 | 2 | 0 | 0 | 0 | 0 | 0 | 0 | 0 | 0 | 0 | 0 | 0 | 0 | 0 | 0 | 0 | 0 | 0 | 0 | 0 | 0 | 0 | 0 | 0 | 0
[19 empty] | Fixed capex | Input | £000s | 30 | 0 | 0 | 0 | 0 | 0 | 0 | 0 | 0 | 0 | 0 | 0 | 0 | 0 | 0 | 0 | 0 | 0 | 0 | 0 | 0 | 0 | 0 | 0 | 0 | 0 | 0 | 0 | 0 | 0 | 0 | 0 | 0 | 0 | 0 | 0 | 0 | 0 | 0 | 0 | 0 | 0 | 0 | 0 | 0 | 0 | 0 | 0 | 0 | 0 | 0 | 0 | 0 | 0 | 0 | 0 | 0 | 0 | 0 | 0 | 0 | 0 | 0 | 0 | 0 | 0 | 0 | 0 | 0 | 0 | 0 | 0 | 0 | 0 | 0 | 0 | 0 | 0 | 0 | 0 | 0 | 0 | 0 | 0 | 0 | 0 | 0 | 0 | 0 | 0 | 0 | 0 | 0 | 0 | 0 | 0 | 0 | 0 | 0 | 0 | 0 | 0 | 0 | 0
[19 empty] | Variable capex | Input | £000s | 0 | 0 | 0 | 0 | 0 | 0 | 0 | 0 | 0 | 0 | 0 | 0 | 0 | 0 | 0 | 0 | 0 | 0 | 0 | 0 | 0 | 0 | 0 | 0 | 0 | 0 | 0 | 0 | 0 | 0 | 0 | 0 | 0 | 0 | 0 | 0 | 0 | 0 | 0 | 0 | 0 | 0 | 0 | 0 | 0 | 0 | 0 | 0 | 0 | 0 | 0 | 0 | 0 | 0 | 0 | 0 | 0 | 0 | 0 | 0 | 0 | 0 | 0 | 0 | 0 | 0 | 0 | 0 | 0 | 0 | 0 | 0 | 0 | 0 | 0 | 0 | 0 | 0 | 0 | 0 | 0 | 0 | 0 | 0 | 0 | 0 | 0 | 0 | 0 | 0 | 0 | 0 | 0 | 0 | 0 | 0 | 0 | 0 | 0 | 0 | 0 | 0 | 0 | 0
[19 empty] | Financing costs | Input | £000s | -28.773 | 1.227 | 1.227 | 1.227 | 1.227 | 1.227 | 1.227 | 1.227 | 1.227 | 1.227 | 1.227 | 1.227 | 1.227 | 1.227 | 1.227 | 1.227 | 1.227 | 1.227 | 1.227 | 1.227 | 1.227 | 1.227 | 1.227 | 1.227 | 1.227 | 1.227 | 1.227 | 1.227 | 1.227 | 1.227 | 1.227 | 1.227 | 1.227 | 1.227 | 1.227 | 1.227 | 1.227 | 1.227 | 1.227 | 1.227 | 1.227 | 1.227 | 1.227 | 1.227 | 1.227 | 1.227 | 1.227 | 1.227 | 1.227 | 1.227 | 1.227 | 1.227 | 1.227 | 1.227 | 1.227 | 1.227 | 1.227 | 1.227 | 1.227 | 1.227 | 1.227 | 1.227 | 1.227 | 1.227 | 1.227 | 1.227 | 1.227 | 1.227 | 1.227 | 1.227 | 1.227 | 1.227 | 1.227 | 1.227 | 1.227 | 1.227 | 1.227 | 1.227 | 1.227 | 1.227
[19 empty] | Fixed opex | Input | £000s | 2 | 2 | 2 | 2 | 2 | 2 | 2 | 2 | 2 | 2 | 2 | 2 | 2 | 2 | 2 | 2 | 2 | 2 | 2 | 2 | 2 | 2 | 2 | 2 | 2 | 2 | 2 | 2 | 2 | 2 | 2 | 2 | 2 | 2 | 2 | 2 | 2 | 2 | 2 | 2 | 2 | 2 | 2 | 2 | 2 | 2 | 2 | 2 | 2 | 2 | 2 | 2 | 2 | 2 | 2 | 2 | 2 | 2 | 2 | 2 | 2 | 2 | 2 | 2 | 2 | 2 | 2 | 2 | 2 | 2 | 2 | 2 | 2 | 2 | 2 | 2 | 2 | 2 | 2 | 2 | 0 | 0 | 0 | 0 | 0 | 0 | 0 | 0 | 0 | 0 | 0 | 0 | 0 | 0 | 0 | 0 | 0 | 0 | 0 | 0 | 0 | 0 | 0 | 0
[19 empty] | Variable opex | Input | £000s | 94.9 | 94.9 | 94.9 | 94.9 | 94.9 | 94.9 | 94.9 | 94.9 | 94.9 | 94.9 | 94.9 | 94.9 | 94.9 | 94.9 | 94.9 | 94.9 | 94.9 | 94.9 | 94.9 | 94.9 | 94.9 | 94.9 | 94.9 | 94.9 | 94.9 | 94.9 | 94.9 | 94.9 | 94.9 | 94.9 | 94.9 | 94.9 | 94.9 | 94.9 | 94.9 | 94.9 | 94.9 | 94.9 | 94.9 | 94.9 | 94.9 | 94.9 | 94.9 | 94.9 | 94.9 | 94.9 | 94.9 | 94.9 | 94.9 | 94.9 | 94.9 | 94.9 | 94.9 | 94.9 | 94.9 | 94.9 | 94.9 | 94.9 | 94.9 | 94.9 | 94.9 | 94.9 | 94.9 | 94.9 | 94.9 | 94.9 | 94.9 | 94.9 | 94.9 | 94.9 | 94.9 | 94.9 | 94.9 | 94.9 | 94.9 | 94.9 | 94.9 | 94.9 | 94.9 | 94.9 | 0 | 0 | 0 | 0 | 0 | 0 | 0 | 0 | 0 | 0 | 0 | 0 | 0 | 0 | 0 | 0 | 0 | 0 | 0 | 0 | 0 | 0 | 0 | 0
[19 empty] | Opex savings | Input | £000s | 0 | 0 | 0 | 0 | 0 | 0 | 0 | 0 | 0 | 0 | 0 | 0 | 0 | 0 | 0 | 0 | 0 | 0 | 0 | 0 | 0 | 0 | 0 | 0 | 0 | 0 | 0 | 0 | 0 | 0 | 0 | 0 | 0 | 0 | 0 | 0 | 0 | 0 | 0 | 0 | 0 | 0 | 0 | 0 | 0 | 0 | 0 | 0 | 0 | 0 | 0 | 0 | 0 | 0 | 0 | 0 | 0 | 0 | 0 | 0 | 0 | 0 | 0 | 0 | 0 | 0 | 0 | 0 | 0 | 0 | 0 | 0 | 0 | 0 | 0 | 0 | 0 | 0 | 0 | 0 | 0 | 0 | 0 | 0 | 0 | 0 | 0 | 0 | 0 | 0 | 0 | 0 | 0 | 0 | 0 | 0 | 0 | 0 | 0 | 0 | 0 | 0 | 0 | 0
[19 empty] | Fixed env & social | Input | £000s | 203 | 200 | 200 | 200 | 200 | 200 | 200 | 200 | 200 | 200 | 200 | 200 | 200 | 200 | 200 | 200 | 200 | 200 | 200 | 200 | 200 | 200 | 200 | 200 | 200 | 200 | 200 | 200 | 200 | 200 | 200 | 200 | 200 | 200 | 200 | 200 | 200 | 200 | 200 | 200 | 200 | 200 | 200 | 200 | 200 | 200 | 200 | 200 | 200 | 200 | 200 | 200 | 200 | 200 | 200 | 200 | 200 | 200 | 200 | 200 | 200 | 200 | 200 | 200 | 200 | 200 | 200 | 200 | 200 | 200 | 200 | 200 | 200 | 200 | 200 | 200 | 200 | 200 | 200 | 200 | 0 | 0 | 0 | 0 | 0 | 0 | 0 | 0 | 0 | 0 | 0 | 0 | 0 | 0 | 0 | 0 | 0 | 0 | 0 | 0 | 0 | 0 | 0 | 0
[19 empty] | Variable env & social | Input | £000s | 0 | 0 | 0 | 0 | 0 | 0 | 0 | 0 | 0 | 0 | 0 | 0 | 0 | 0 | 0 | 0 | 0 | 0 | 0 | 0 | 0 | 0 | 0 | 0 | 0 | 0 | 0 | 0 | 0 | 0 | 0 | 0 | 0 | 0 | 0 | 0 | 0 | 0 | 0 | 0 | 0 | 0 | 0 | 0 | 0 | 0 | 0 | 0 | 0 | 0 | 0 | 0 | 0 | 0 | 0 | 0 | 0 | 0 | 0 | 0 | 0 | 0 | 0 | 0 | 0 | 0 | 0 | 0 | 0 | 0 | 0 | 0 | 0 | 0 | 0 | 0 | 0 | 0 | 0 | 0 | 0 | 0 | 0 | 0 | 0 | 0 | 0 | 0 | 0 | 0 | 0 | 0 | 0 | 0 | 0 | 0 | 0 | 0 | 0 | 0 | 0 | 0 | 0 | 0
[19 empty] | Fixed carbon costs | Input | £000s | 19.9 | 7.98e-10 | 7.98e-10 | 7.98e-10 | 7.98e-10 | 7.98e-10 | 7.98e-10 | 7.98e-10 | 7.98e-10 | 7.98e-10 | 7.98e-10 | 7.98e-10 | 7.98e-10 | 7.98e-10 | 7.98e-10 | 7.98e-10 | 7.98e-10 | 7.98e-10 | 7.98e-10 | 7.98e-10 | 7.98e-10 | 7.98e-10 | 7.98e-10 | 7.98e-10 | 7.98e-10 | 7.98e-10 | 7.98e-10 | 7.98e-10 | 7.98e-10 | 7.98e-10 | 7.98e-10 | 7.98e-10 | 7.98e-10 | 7.98e-10 | 7.98e-10 | 7.98e-10 | 7.98e-10 | 7.98e-10 | 7.98e-10 | 7.98e-10 | 7.98e-10 | 7.98e-10 | 7.98e-10 | 7.98e-10 | 7.98e-10 | 7.98e-10 | 7.98e-10 | 7.98e-10 | 7.98e-10 | 7.98e-10 | 7.98e-10 | 7.98e-10 | 7.98e-10 | 7.98e-10 | 7.98e-10 | 7.98e-10 | 7.98e-10 | 7.98e-10 | 7.98e-10 | 7.98e-10 | 7.98e-10 | 7.98e-10 | 7.98e-10 | 7.98e-10 | 7.98e-10 | 7.98e-10 | 7.98e-10 | 7.98e-10 | 7.98e-10 | 7.98e-10 | 7.98e-10 | 7.98e-10 | 7.98e-10 | 7.98e-10 | 7.98e-10 | 7.98e-10 | 7.98e-10 | 7.98e-10 | 7.98e-10 | 7.98e-10 | 0 | 0 | 0 | 0 | 0 | 0 | 0 | 0 | 0 | 0 | 0 | 0 | 0 | 0 | 0 | 0 | 0 | 0 | 0 | 0 | 0 | 0 | 0 | 0
[19 empty] | Variable carbon costs | Input | £000s | 0 | 0 | 0 | 0 | 0 | 0 | 0 | 0 | 0 | 0 | 0 | 0 | 0 | 0 | 0 | 0 | 0 | 0 | 0 | 0 | 0 | 0 | 0 | 0 | 0 | 0 | 0 | 0 | 0 | 0 | 0 | 0 | 0 | 0 | 0 | 0 | 0 | 0 | 0 | 0 | 0 | 0 | 0 | 0 | 0 | 0 | 0 | 0 | 0 | 0 | 0 | 0 | 0 | 0 | 0 | 0 | 0 | 0 | 0 | 0 | 0 | 0 | 0 | 0 | 0 | 0 | 0 | 0 | 0 | 0 | 0 | 0 | 0 | 0 | 0 | 0 | 0 | 0 | 0 | 0 | 0 | 0 | 0 | 0 | 0 | 0 | 0 | 0 | 0 | 0 | 0 | 0 | 0 | 0 | 0 | 0 | 0 | 0 | 0 | 0 | 0 | 0 | 0 | 0
[19 empty] | Customer willingness to pay | Input | £000s | 0 | 0 | 0 | 0 | 0 | 0 | 0 | 0 | 0 | 0 | 0 | 0 | 0 | 0 | 0 | 0 | 0 | 0 | 0 | 0 | 0 | 0 | 0 | 0 | 0 | 0 | 0 | 0 | 0 | 0 | 0 | 0 | 0 | 0 | 0 | 0 | 0 | 0 | 0 | 0 | 0 | 0 | 0 | 0 | 0 | 0 | 0 | 0 | 0 | 0 | 0 | 0 | 0 | 0 | 0 | 0 | 0 | 0 | 0 | 0 | 0 | 0 | 0 | 0 | 0 | 0 | 0 | 0 | 0 | 0 | 0 | 0 | 0 | 0 | 0 | 0 | 0 | 0 | 0 | 0 | 0 | 0 | 0 | 0 | 0 | 0 | 0 | 0 | 0 | 0 | 0 | 0 | 0 | 0 | 0 | 0 | 0 | 0 | 0 | 0 | 0 | 0 | 0 | 0
[19 empty] | Total | Sum of above (excl WAFU) | £000s | 321.027 | 298.127 | 298.127 | 298.127 | 298.127 | 298.127 | 298.127 | 298.127 | 298.127 | 298.127 | 298.127 | 298.127 | 298.127 | 298.127 | 298.127 | 298.127 | 298.127 | 298.127 | 298.127 | 298.127 | 298.127 | 298.127 | 298.127 | 298.127 | 298.127 | 298.127 | 298.127 | 298.127 | 298.127 | 298.127 | 298.127 | 298.127 | 298.127 | 298.127 | 298.127 | 298.127 | 298.127 | 298.127 | 298.127 | 298.127 | 298.127 | 298.127 | 298.127 | 298.127 | 298.127 | 298.127 | 298.127 | 298.127 | 298.127 | 298.127 | 298.127 | 298.127 | 298.127 | 298.127 | 298.127 | 298.127 | 298.127 | 298.127 | 298.127 | 298.127 | 298.127 | 298.127 | 298.127 | 298.127 | 298.127 | 298.127 | 298.127 | 298.127 | 298.127 | 298.127 | 298.127 | 298.127 | 298.127 | 298.127 | 298.127 | 298.127 | 298.127 | 298.127 | 298.127 | 298.127 | 0 | 0 | 0 | 0 | 0 | 0 | 0 | 0 | 0 | 0 | 0 | 0 | 0 | 0 | 0 | 0 | 0 | 0 | 0 | 0 | 0 | 0 | 0 | 0
58.1x | SESW-NGW-R8: Upgrade WTW (Lower Greensand) - The Clears ammonia and pesticide treatment | SESW-NGW-R8 | Water treatment works loss recovery | N | 2020 | Capacity | 0.38 | 3957.1134 | 1814.0511 | 1433.4451 | 0 | 410.2 | 268.7964 | 3926.4926 | 82.0673 | 99.2262 |  |  | Gains in WAFU / Savings in demand | Input | Ml/d | 0.38 | 0.38 | 0.38 | 0.38 | 0.38 | 0.38 | 0.38 | 0.38 | 0.38 | 0.38 | 0.38 | 0.38 | 0.38 | 0.38 | 0.38 | 0.38 | 0.38 | 0.38 | 0.38 | 0.38 | 0.38 | 0.38 | 0.38 | 0.38 | 0.38 | 0.38 | 0.38 | 0.38 | 0.38 | 0.38 | 0.38 | 0.38 | 0.38 | 0.38 | 0.38 | 0.38 | 0.38 | 0.38 | 0.38 | 0.38 | 0.38 | 0.38 | 0.38 | 0.38 | 0.38 | 0.38 | 0.38 | 0.38 | 0.38 | 0.38 | 0.38 | 0.38 | 0.38 | 0.38 | 0.38 | 0.38 | 0.38 | 0.38 | 0.38 | 0.38 | 0.38 | 0.38 | 0.38 | 0.38 | 0.38 | 0.38 | 0.38 | 0.38 | 0.38 | 0.38 | 0.38 | 0.38 | 0.38 | 0.38 | 0.38 | 0.38 | 0.38 | 0.38 | 0.38 | 0.38 | 0 | 0 | 0 | 0 | 0 | 0 | 0 | 0 | 0 | 0 | 0 | 0 | 0 | 0 | 0 | 0 | 0 | 0 | 0 | 0 | 0 | 0 | 0 | 0
[19 empty] | Fixed capex | Input | £000s | 500 | 500 | 500 | 0 | 0 | 0 | 0 | 0 | 0 | 0 | 0 | 0 | 0 | 0 | 0 | 0 | 0 | 0 | 0 | 0 | 0 | 0 | 0 | 0 | 0 | 0 | 0 | 0 | 0 | 0 | 0 | 0 | 0 | 0 | 0 | 0 | 0 | 0 | 0 | 0 | 0 | 0 | 0 | 0 | 0 | 0 | 0 | 0 | 0 | 0 | 0 | 0 | 0 | 0 | 0 | 0 | 0 | 0 | 0 | 0 | 0 | 0 | 0 | 0 | 0 | 0 | 0 | 0 | 0 | 0 | 0 | 0 | 0 | 0 | 0 | 0 | 0 | 0 | 0 | 0 | 0 | 0 | 0 | 0 | 0 | 0 | 0 | 0 | 0 | 0 | 0 | 0 | 0 | 0 | 0 | 0 | 0 | 0 | 0 | 0 | 0 | 0 | 0 | 0
[19 empty] | Variable capex | Input | £000s | 0 | 0 | 0 | 0 | 0 | 0 | 0 | 0 | 0 | 0 | 0 | 0 | 0 | 0 | 0 | 0 | 0 | 0 | 0 | 0 | 0 | 0 | 0 | 0 | 0 | 0 | 0 | 0 | 0 | 0 | 0 | 0 | 0 | 0 | 0 | 0 | 0 | 0 | 0 | 0 | 0 | 0 | 0 | 0 | 0 | 0 | 0 | 0 | 0 | 0 | 0 | 0 | 0 | 0 | 0 | 0 | 0 | 0 | 0 | 0 | 0 | 0 | 0 | 0 | 0 | 0 | 0 | 0 | 0 | 0 | 0 | 0 | 0 | 0 | 0 | 0 | 0 | 0 | 0 | 0 | 0 | 0 | 0 | 0 | 0 | 0 | 0 | 0 | 0 | 0 | 0 | 0 | 0 | 0 | 0 | 0 | 0 | 0 | 0 | 0 | 0 | 0 | 0 | 0
[19 empty] | Financing costs | Input | £000s | -436.4161 | -436.4161 | -436.4161 | 63.5839 | 63.5839 | 63.5839 | 63.5839 | 63.5839 | 63.5839 | 63.5839 | 63.5839 | 63.5839 | 63.5839 | 63.5839 | 63.5839 | 63.5839 | 63.5839 | 63.5839 | 63.5839 | 63.5839 | 63.5839 | 63.5839 | 63.5839 | 63.5839 | 63.5839 | 63.5839 | 63.5839 | 63.5839 | 63.5839 | 63.5839 | 63.5839 | 63.5839 | 63.5839 | 63.5839 | 63.5839 | 63.5839 | 63.5839 | 63.5839 | 63.5839 | 63.5839 | 63.5839 | 63.5839 | 63.5839 | 63.5839 | 63.5839 | 63.5839 | 63.5839 | 63.5839 | 63.5839 | 63.5839 | 63.5839 | 63.5839 | 63.5839 | 63.5839 | 63.5839 | 63.5839 | 63.5839 | 63.5839 | 63.5839 | 63.5839 | 63.5839 | 63.5839 | 63.5839 | 63.5839 | 63.5839 | 63.5839 | 63.5839 | 63.5839 | 63.5839 | 63.5839 | 63.5839 | 63.5839 | 63.5839 | 63.5839 | 63.5839 | 63.5839 | 63.5839 | 63.5839 | 63.5839 | 63.5839
[19 empty] | Fixed opex | Input | £000s | 25 | 25 | 25 | 25 | 25 | 25 | 25 | 25 | 25 | 25 | 25 | 25 | 25 | 25 | 25 | 25 | 25 | 25 | 25 | 25 | 25 | 25 | 25 | 25 | 25 | 25 | 25 | 25 | 25 | 25 | 25 | 25 | 25 | 25 | 25 | 25 | 25 | 25 | 25 | 25 | 25 | 25 | 25 | 25 | 25 | 25 | 25 | 25 | 25 | 25 | 25 | 25 | 25 | 25 | 25 | 25 | 25 | 25 | 25 | 25 | 25 | 25 | 25 | 25 | 25 | 25 | 25 | 25 | 25 | 25 | 25 | 25 | 25 | 25 | 25 | 25 | 25 | 25 | 25 | 25 | 0 | 0 | 0 | 0 | 0 | 0 | 0 | 0 | 0 | 0 | 0 | 0 | 0 | 0 | 0 | 0 | 0 | 0 | 0 | 0 | 0 | 0 | 0 | 0
[19 empty] | Variable opex | Input | £000s | 25.2434 | 25.2434 | 25.2434 | 25.2434 | 25.2434 | 25.2434 | 25.2434 | 25.2434 | 25.2434 | 25.2434 | 25.2434 | 25.2434 | 25.2434 | 25.2434 | 25.2434 | 25.2434 | 25.2434 | 25.2434 | 25.2434 | 25.2434 | 25.2434 | 25.2434 | 25.2434 | 25.2434 | 25.2434 | 25.2434 | 25.2434 | 25.2434 | 25.2434 | 25.2434 | 25.2434 | 25.2434 | 25.2434 | 25.2434 | 25.2434 | 25.2434 | 25.2434 | 25.2434 | 25.2434 | 25.2434 | 25.2434 | 25.2434 | 25.2434 | 25.2434 | 25.2434 | 25.2434 | 25.2434 | 25.2434 | 25.2434 | 25.2434 | 25.2434 | 25.2434 | 25.2434 | 25.2434 | 25.2434 | 25.2434 | 25.2434 | 25.2434 | 25.2434 | 25.2434 | 25.2434 | 25.2434 | 25.2434 | 25.2434 | 25.2434 | 25.2434 | 25.2434 | 25.2434 | 25.2434 | 25.2434 | 25.2434 | 25.2434 | 25.2434 | 25.2434 | 25.2434 | 25.2434 | 25.2434 | 25.2434 | 25.2434 | 25.2434 | 0 | 0 | 0 | 0 | 0 | 0 | 0 | 0 | 0 | 0 | 0 | 0 | 0 | 0 | 0 | 0 | 0 | 0 | 0 | 0 | 0 | 0 | 0 | 0
[19 empty] | Opex savings | Input | £000s | 0 | 0 | 0 | 0 | 0 | 0 | 0 | 0 | 0 | 0 | 0 | 0 | 0 | 0 | 0 | 0 | 0 | 0 | 0 | 0 | 0 | 0 | 0 | 0 | 0 | 0 | 0 | 0 | 0 | 0 | 0 | 0 | 0 | 0 | 0 | 0 | 0 | 0 | 0 | 0 | 0 | 0 | 0 | 0 | 0 | 0 | 0 | 0 | 0 | 0 | 0 | 0 | 0 | 0 | 0 | 0 | 0 | 0 | 0 | 0 | 0 | 0 | 0 | 0 | 0 | 0 | 0 | 0 | 0 | 0 | 0 | 0 | 0 | 0 | 0 | 0 | 0 | 0 | 0 | 0 | 0 | 0 | 0 | 0 | 0 | 0 | 0 | 0 | 0 | 0 | 0 | 0 | 0 | 0 | 0 | 0 | 0 | 0 | 0 | 0 | 0 | 0 | 0 | 0
[19 empty] | Fixed env & social | Input | £000s | 56.54 | 7.71 | 7.71 | 7.71 | 7.71 | 7.71 | 7.71 | 7.71 | 7.71 | 7.71 | 7.71 | 7.71 | 7.71 | 7.71 | 7.71 | 7.71 | 7.71 | 7.71 | 7.71 | 7.71 | 7.71 | 7.71 | 7.71 | 7.71 | 7.71 | 7.71 | 7.71 | 7.71 | 7.71 | 7.71 | 7.71 | 7.71 | 7.71 | 7.71 | 7.71 | 7.71 | 7.71 | 7.71 | 7.71 | 7.71 | 7.71 | 7.71 | 7.71 | 7.71 | 7.71 | 7.71 | 7.71 | 7.71 | 7.71 | 7.71 | 7.71 | 7.71 | 7.71 | 7.71 | 7.71 | 7.71 | 7.71 | 7.71 | 7.71 | 7.71 | 7.71 | 7.71 | 7.71 | 7.71 | 7.71 | 7.71 | 7.71 | 7.71 | 7.71 | 7.71 | 7.71 | 7.71 | 7.71 | 7.71 | 7.71 | 7.71 | 7.71 | 7.71 | 7.71 | 7.71 | 0 | 0 | 0 | 0 | 0 | 0 | 0 | 0 | 0 | 0 | 0 | 0 | 0 | 0 | 0 | 0 | 0 | 0 | 0 | 0 | 0 | 0 | 0 | 0
[19 empty] | Variable env & social | Input | £000s | 0 | 0 | 0 | 0 | 0 | 0 | 0 | 0 | 0 | 0 | 0 | 0 | 0 | 0 | 0 | 0 | 0 | 0 | 0 | 0 | 0 | 0 | 0 | 0 | 0 | 0 | 0 | 0 | 0 | 0 | 0 | 0 | 0 | 0 | 0 | 0 | 0 | 0 | 0 | 0 | 0 | 0 | 0 | 0 | 0 | 0 | 0 | 0 | 0 | 0 | 0 | 0 | 0 | 0 | 0 | 0 | 0 | 0 | 0 | 0 | 0 | 0 | 0 | 0 | 0 | 0 | 0 | 0 | 0 | 0 | 0 | 0 | 0 | 0 | 0 | 0 | 0 | 0 | 0 | 0 | 0 | 0 | 0 | 0 | 0 | 0 | 0 | 0 | 0 | 0 | 0 | 0 | 0 | 0 | 0 | 0 | 0 | 0 | 0 | 0 | 0 | 0 | 0 | 0
[19 empty] | Fixed carbon costs | Input | £000s | 410.2 | 7.92e-10 | 7.92e-10 | 7.92e-10 | 7.92e-10 | 7.92e-10 | 7.92e-10 | 7.92e-10 | 7.92e-10 | 7.92e-10 | 7.92e-10 | 7.92e-10 | 7.92e-10 | 7.92e-10 | 7.92e-10 | 7.92e-10 | 7.92e-10 | 7.92e-10 | 7.92e-10 | 7.92e-10 | 7.92e-10 | 7.92e-10 | 7.92e-10 | 7.92e-10 | 7.92e-10 | 7.92e-10 | 7.92e-10 | 7.92e-10 | 7.92e-10 | 7.92e-10 | 7.92e-10 | 7.92e-10 | 7.92e-10 | 7.92e-10 | 7.92e-10 | 7.92e-10 | 7.92e-10 | 7.92e-10 | 7.92e-10 | 7.92e-10 | 7.92e-10 | 7.92e-10 | 7.92e-10 | 7.92e-10 | 7.92e-10 | 7.92e-10 | 7.92e-10 | 7.92e-10 | 7.92e-10 | 7.92e-10 | 7.92e-10 | 7.92e-10 | 7.92e-10 | 7.92e-10 | 7.92e-10 | 7.92e-10 | 7.92e-10 | 7.92e-10 | 7.92e-10 | 7.92e-10 | 7.92e-10 | 7.92e-10 | 7.92e-10 | 7.92e-10 | 7.92e-10 | 7.92e-10 | 7.92e-10 | 7.92e-10 | 7.92e-10 | 7.92e-10 | 7.92e-10 | 7.92e-10 | 7.92e-10 | 7.92e-10 | 7.92e-10 | 7.92e-10 | 7.92e-10 | 7.92e-10 | 7.92e-10 | 7.92e-10 | 0 | 0 | 0 | 0 | 0 | 0 | 0 | 0 | 0 | 0 | 0 | 0 | 0 | 0 | 0 | 0 | 0 | 0 | 0 | 0 | 0 | 0 | 0 | 0
[19 empty] | Variable carbon costs | Input | £000s | 0 | 0 | 0 | 0 | 0 | 0 | 0 | 0 | 0 | 0 | 0 | 0 | 0 | 0 | 0 | 0 | 0 | 0 | 0 | 0 | 0 | 0 | 0 | 0 | 0 | 0 | 0 | 0 | 0 | 0 | 0 | 0 | 0 | 0 | 0 | 0 | 0 | 0 | 0 | 0 | 0 | 0 | 0 | 0 | 0 | 0 | 0 | 0 | 0 | 0 | 0 | 0 | 0 | 0 | 0 | 0 | 0 | 0 | 0 | 0 | 0 | 0 | 0 | 0 | 0 | 0 | 0 | 0 | 0 | 0 | 0 | 0 | 0 | 0 | 0 | 0 | 0 | 0 | 0 | 0 | 0 | 0 | 0 | 0 | 0 | 0 | 0 | 0 | 0 | 0 | 0 | 0 | 0 | 0 | 0 | 0 | 0 | 0 | 0 | 0 | 0 | 0 | 0 | 0
[19 empty] | Customer willingness to pay | Input | £000s | 0 | 0 | 0 | 0 | 0 | 0 | 0 | 0 | 0 | 0 | 0 | 0 | 0 | 0 | 0 | 0 | 0 | 0 | 0 | 0 | 0 | 0 | 0 | 0 | 0 | 0 | 0 | 0 | 0 | 0 | 0 | 0 | 0 | 0 | 0 | 0 | 0 | 0 | 0 | 0 | 0 | 0 | 0 | 0 | 0 | 0 | 0 | 0 | 0 | 0 | 0 | 0 | 0 | 0 | 0 | 0 | 0 | 0 | 0 | 0 | 0 | 0 | 0 | 0 | 0 | 0 | 0 | 0 | 0 | 0 | 0 | 0 | 0 | 0 | 0 | 0 | 0 | 0 | 0 | 0 | 0 | 0 | 0 | 0 | 0 | 0 | 0 | 0 | 0 | 0 | 0 | 0 | 0 | 0 | 0 | 0 | 0 | 0 | 0 | 0 | 0 | 0 | 0 | 0
[19 empty] | Total | Sum of above (excl WAFU) | £000s | 580.5673 | 121.5373 | 121.5373 | 121.5373 | 121.5373 | 121.5373 | 121.5373 | 121.5373 | 121.5373 | 121.5373 | 121.5373 | 121.5373 | 121.5373 | 121.5373 | 121.5373 | 121.5373 | 121.5373 | 121.5373 | 121.5373 | 121.5373 | 121.5373 | 121.5373 | 121.5373 | 121.5373 | 121.5373 | 121.5373 | 121.5373 | 121.5373 | 121.5373 | 121.5373 | 121.5373 | 121.5373 | 121.5373 | 121.5373 | 121.5373 | 121.5373 | 121.5373 | 121.5373 | 121.5373 | 121.5373 | 121.5373 | 121.5373 | 121.5373 | 121.5373 | 121.5373 | 121.5373 | 121.5373 | 121.5373 | 121.5373 | 121.5373 | 121.5373 | 121.5373 | 121.5373 | 121.5373 | 121.5373 | 121.5373 | 121.5373 | 121.5373 | 121.5373 | 121.5373 | 121.5373 | 121.5373 | 121.5373 | 121.5373 | 121.5373 | 121.5373 | 121.5373 | 121.5373 | 121.5373 | 121.5373 | 121.5373 | 121.5373 | 121.5373 | 121.5373 | 121.5373 | 121.5373 | 121.5373 | 121.5373 | 121.5373 | 121.5373 | 0 | 0 | 0 | 0 | 0 | 0 | 0 | 0 | 0 | 0 | 0 | 0 | 0 | 0 | 0 | 0 | 0 | 0 | 0 | 0 | 0 | 0 | 0 | 0
58.1x | SESW-NGW-R5: New borehole (Mole Valley Chalk) - Fetcham Springs | SESW-NGW-R5 | GW new | N | 2020 | Capacity | 4.78 | 49776.3217 | 2418.7348 | 6742.8089 | 0 | 351.5 | 5711.0035 | 15224.0472 | 18.4054 | 30.5849 |  |  | Gains in WAFU / Savings in demand | Input | Ml/d | 4.78 | 4.78 | 4.78 | 4.78 | 4.78 | 4.78 | 4.78 | 4.78 | 4.78 | 4.78 | 4.78 | 4.78 | 4.78 | 4.78 | 4.78 | 4.78 | 4.78 | 4.78 | 4.78 | 4.78 | 4.78 | 4.78 | 4.78 | 4.78 | 4.78 | 4.78 | 4.78 | 4.78 | 4.78 | 4.78 | 4.78 | 4.78 | 4.78 | 4.78 | 4.78 | 4.78 | 4.78 | 4.78 | 4.78 | 4.78 | 4.78 | 4.78 | 4.78 | 4.78 | 4.78 | 4.78 | 4.78 | 4.78 | 4.78 | 4.78 | 4.78 | 4.78 | 4.78 | 4.78 | 4.78 | 4.78 | 4.78 | 4.78 | 4.78 | 4.78 | 4.78 | 4.78 | 4.78 | 4.78 | 4.78 | 4.78 | 4.78 | 4.78 | 4.78 | 4.78 | 4.78 | 4.78 | 4.78 | 4.78 | 4.78 | 4.78 | 4.78 | 4.78 | 4.78 | 4.78 | 0 | 0 | 0 | 0 | 0 | 0 | 0 | 0 | 0 | 0 | 0 | 0 | 0 | 0 | 0 | 0 | 0 | 0 | 0 | 0 | 0 | 0 | 0 | 0
[19 empty] | Fixed capex | Input | £000s | 666.6667 | 666.6667 | 666.6667 | 0 | 0 | 0 | 0 | 0 | 0 | 0 | 0 | 0 | 0 | 0 | 0 | 0 | 0 | 0 | 0 | 0 | 0 | 0 | 0 | 0 | 0 | 0 | 0 | 0 | 0 | 0 | 0 | 0 | 0 | 0 | 0 | 0 | 0 | 0 | 0 | 0 | 0 | 0 | 0 | 0 | 0 | 0 | 0 | 0 | 0 | 0 | 0 | 0 | 0 | 0 | 0 | 0 | 0 | 0 | 0 | 0 | 0 | 0 | 0 | 0 | 0 | 0 | 0 | 0 | 0 | 0 | 0 | 0 | 0 | 0 | 0 | 0 | 0 | 0 | 0 | 0 | 0 | 0 | 0 | 0 | 0 | 0 | 0 | 0 | 0 | 0 | 0 | 0 | 0 | 0 | 0 | 0 | 0 | 0 | 0 | 0 | 0 | 0 | 0 | 0
[19 empty] | Variable capex | Input | £000s | 0 | 0 | 0 | 0 | 0 | 0 | 0 | 0 | 0 | 0 | 0 | 0 | 0 | 0 | 0 | 0 | 0 | 0 | 0 | 0 | 0 | 0 | 0 | 0 | 0 | 0 | 0 | 0 | 0 | 0 | 0 | 0 | 0 | 0 | 0 | 0 | 0 | 0 | 0 | 0 | 0 | 0 | 0 | 0 | 0 | 0 | 0 | 0 | 0 | 0 | 0 | 0 | 0 | 0 | 0 | 0 | 0 | 0 | 0 | 0 | 0 | 0 | 0 | 0 | 0 | 0 | 0 | 0 | 0 | 0 | 0 | 0 | 0 | 0 | 0 | 0 | 0 | 0 | 0 | 0 | 0 | 0 | 0 | 0 | 0 | 0 | 0 | 0 | 0 | 0 | 0 | 0 | 0 | 0 | 0 | 0 | 0 | 0 | 0 | 0 | 0 | 0 | 0 | 0
[19 empty] | Financing costs | Input | £000s | -581.8881 | -581.8881 | -581.8881 | 84.7786 | 84.7786 | 84.7786 | 84.7786 | 84.7786 | 84.7786 | 84.7786 | 84.7786 | 84.7786 | 84.7786 | 84.7786 | 84.7786 | 84.7786 | 84.7786 | 84.7786 | 84.7786 | 84.7786 | 84.7786 | 84.7786 | 84.7786 | 84.7786 | 84.7786 | 84.7786 | 84.7786 | 84.7786 | 84.7786 | 84.7786 | 84.7786 | 84.7786 | 84.7786 | 84.7786 | 84.7786 | 84.7786 | 84.7786 | 84.7786 | 84.7786 | 84.7786 | 84.7786 | 84.7786 | 84.7786 | 84.7786 | 84.7786 | 84.7786 | 84.7786 | 84.7786 | 84.7786 | 84.7786 | 84.7786 | 84.7786 | 84.7786 | 84.7786 | 84.7786 | 84.7786 | 84.7786 | 84.7786 | 84.7786 | 84.7786 | 84.7786 | 84.7786 | 84.7786 | 84.7786 | 84.7786 | 84.7786 | 84.7786 | 84.7786 | 84.7786 | 84.7786 | 84.7786 | 84.7786 | 84.7786 | 84.7786 | 84.7786 | 84.7786 | 84.7786 | 84.7786 | 84.7786 | 84.7786
[19 empty] | Fixed opex | Input | £000s | 2.9 | 2.9 | 2.9 | 2.9 | 2.9 | 2.9 | 2.9 | 2.9 | 2.9 | 2.9 | 2.9 | 2.9 | 2.9 | 2.9 | 2.9 | 2.9 | 2.9 | 2.9 | 2.9 | 2.9 | 2.9 | 2.9 | 2.9 | 2.9 | 2.9 | 2.9 | 2.9 | 2.9 | 2.9 | 2.9 | 2.9 | 2.9 | 2.9 | 2.9 | 2.9 | 2.9 | 2.9 | 2.9 | 2.9 | 2.9 | 2.9 | 2.9 | 2.9 | 2.9 | 2.9 | 2.9 | 2.9 | 2.9 | 2.9 | 2.9 | 2.9 | 2.9 | 2.9 | 2.9 | 2.9 | 2.9 | 2.9 | 2.9 | 2.9 | 2.9 | 2.9 | 2.9 | 2.9 | 2.9 | 2.9 | 2.9 | 2.9 | 2.9 | 2.9 | 2.9 | 2.9 | 2.9 | 2.9 | 2.9 | 2.9 | 2.9 | 2.9 | 2.9 | 2.9 | 2.9 | 0 | 0 | 0 | 0 | 0 | 0 | 0 | 0 | 0 | 0 | 0 | 0 | 0 | 0 | 0 | 0 | 0 | 0 | 0 | 0 | 0 | 0 | 0 | 0
[19 empty] | Variable opex | Input | £000s | 233.4409 | 233.4409 | 233.4409 | 233.4409 | 233.4409 | 233.4409 | 233.4409 | 233.4409 | 233.4409 | 233.4409 | 233.4409 | 233.4409 | 233.4409 | 233.4409 | 233.4409 | 233.4409 | 233.4409 | 233.4409 | 233.4409 | 233.4409 | 233.4409 | 233.4409 | 233.4409 | 233.4409 | 233.4409 | 233.4409 | 233.4409 | 233.4409 | 233.4409 | 233.4409 | 233.4409 | 233.4409 | 233.4409 | 233.4409 | 233.4409 | 233.4409 | 233.4409 | 233.4409 | 233.4409 | 233.4409 | 233.4409 | 233.4409 | 233.4409 | 233.4409 | 233.4409 | 233.4409 | 233.4409 | 233.4409 | 233.4409 | 233.4409 | 233.4409 | 233.4409 | 233.4409 | 233.4409 | 233.4409 | 233.4409 | 233.4409 | 233.4409 | 233.4409 | 233.4409 | 233.4409 | 233.4409 | 233.4409 | 233.4409 | 233.4409 | 233.4409 | 233.4409 | 233.4409 | 233.4409 | 233.4409 | 233.4409 | 233.4409 | 233.4409 | 233.4409 | 233.4409 | 233.4409 | 233.4409 | 233.4409 | 233.4409 | 233.4409 | 0 | 0 | 0 | 0 | 0 | 0 | 0 | 0 | 0 | 0 | 0 | 0 | 0 | 0 | 0 | 0 | 0 | 0 | 0 | 0 | 0 | 0 | 0 | 0
[19 empty] | Opex savings | Input | £000s | 0 | 0 | 0 | 0 | 0 | 0 | 0 | 0 | 0 | 0 | 0 | 0 | 0 | 0 | 0 | 0 | 0 | 0 | 0 | 0 | 0 | 0 | 0 | 0 | 0 | 0 | 0 | 0 | 0 | 0 | 0 | 0 | 0 | 0 | 0 | 0 | 0 | 0 | 0 | 0 | 0 | 0 | 0 | 0 | 0 | 0 | 0 | 0 | 0 | 0 | 0 | 0 | 0 | 0 | 0 | 0 | 0 | 0 | 0 | 0 | 0 | 0 | 0 | 0 | 0 | 0 | 0 | 0 | 0 | 0 | 0 | 0 | 0 | 0 | 0 | 0 | 0 | 0 | 0 | 0 | 0 | 0 | 0 | 0 | 0 | 0 | 0 | 0 | 0 | 0 | 0 | 0 | 0 | 0 | 0 | 0 | 0 | 0 | 0 | 0 | 0 | 0 | 0 | 0
[19 empty] | Fixed env & social | Input | £000s | 205 | 200 | 200 | 200 | 200 | 200 | 200 | 200 | 200 | 200 | 200 | 200 | 200 | 200 | 200 | 200 | 200 | 200 | 200 | 200 | 200 | 200 | 200 | 200 | 200 | 200 | 200 | 200 | 200 | 200 | 200 | 200 | 200 | 200 | 200 | 200 | 200 | 200 | 200 | 200 | 200 | 200 | 200 | 200 | 200 | 200 | 200 | 200 | 200 | 200 | 200 | 200 | 200 | 200 | 200 | 200 | 200 | 200 | 200 | 200 | 200 | 200 | 200 | 200 | 200 | 200 | 200 | 200 | 200 | 200 | 200 | 200 | 200 | 200 | 200 | 200 | 200 | 200 | 200 | 200 | 0 | 0 | 0 | 0 | 0 | 0 | 0 | 0 | 0 | 0 | 0 | 0 | 0 | 0 | 0 | 0 | 0 | 0 | 0 | 0 | 0 | 0 | 0 | 0
[19 empty] | Variable env & social | Input | £000s | 0 | 0 | 0 | 0 | 0 | 0 | 0 | 0 | 0 | 0 | 0 | 0 | 0 | 0 | 0 | 0 | 0 | 0 | 0 | 0 | 0 | 0 | 0 | 0 | 0 | 0 | 0 | 0 | 0 | 0 | 0 | 0 | 0 | 0 | 0 | 0 | 0 | 0 | 0 | 0 | 0 | 0 | 0 | 0 | 0 | 0 | 0 | 0 | 0 | 0 | 0 | 0 | 0 | 0 | 0 | 0 | 0 | 0 | 0 | 0 | 0 | 0 | 0 | 0 | 0 | 0 | 0 | 0 | 0 | 0 | 0 | 0 | 0 | 0 | 0 | 0 | 0 | 0 | 0 | 0 | 0 | 0 | 0 | 0 | 0 | 0 | 0 | 0 | 0 | 0 | 0 | 0 | 0 | 0 | 0 | 0 | 0 | 0 | 0 | 0 | 0 | 0 | 0 | 0
[19 empty] | Fixed carbon costs | Input | £000s | 351.5 | 6.07e-10 | 6.07e-10 | 6.07e-10 | 6.07e-10 | 6.07e-10 | 6.07e-10 | 6.07e-10 | 6.07e-10 | 6.07e-10 | 6.07e-10 | 6.07e-10 | 6.07e-10 | 6.07e-10 | 6.07e-10 | 6.07e-10 | 6.07e-10 | 6.07e-10 | 6.07e-10 | 6.07e-10 | 6.07e-10 | 6.07e-10 | 6.07e-10 | 6.07e-10 | 6.07e-10 | 6.07e-10 | 6.07e-10 | 6.07e-10 | 6.07e-10 | 6.07e-10 | 6.07e-10 | 6.07e-10 | 6.07e-10 | 6.07e-10 | 6.07e-10 | 6.07e-10 | 6.07e-10 | 6.07e-10 | 6.07e-10 | 6.07e-10 | 6.07e-10 | 6.07e-10 | 6.07e-10 | 6.07e-10 | 6.07e-10 | 6.07e-10 | 6.07e-10 | 6.07e-10 | 6.07e-10 | 6.07e-10 | 6.07e-10 | 6.07e-10 | 6.07e-10 | 6.07e-10 | 6.07e-10 | 6.07e-10 | 6.07e-10 | 6.07e-10 | 6.07e-10 | 6.07e-10 | 6.07e-10 | 6.07e-10 | 6.07e-10 | 6.07e-10 | 6.07e-10 | 6.07e-10 | 6.07e-10 | 6.07e-10 | 6.07e-10 | 6.07e-10 | 6.07e-10 | 6.07e-10 | 6.07e-10 | 6.07e-10 | 6.07e-10 | 6.07e-10 | 6.07e-10 | 6.07e-10 | 6.07e-10 | 6.07e-10 | 0 | 0 | 0 | 0 | 0 | 0 | 0 | 0 | 0 | 0 | 0 | 0 | 0 | 0 | 0 | 0 | 0 | 0 | 0 | 0 | 0 | 0 | 0 | 0
[19 empty] | Variable carbon costs | Input | £000s | 0 | 0 | 0 | 0 | 0 | 0 | 0 | 0 | 0 | 0 | 0 | 0 | 0 | 0 | 0 | 0 | 0 | 0 | 0 | 0 | 0 | 0 | 0 | 0 | 0 | 0 | 0 | 0 | 0 | 0 | 0 | 0 | 0 | 0 | 0 | 0 | 0 | 0 | 0 | 0 | 0 | 0 | 0 | 0 | 0 | 0 | 0 | 0 | 0 | 0 | 0 | 0 | 0 | 0 | 0 | 0 | 0 | 0 | 0 | 0 | 0 | 0 | 0 | 0 | 0 | 0 | 0 | 0 | 0 | 0 | 0 | 0 | 0 | 0 | 0 | 0 | 0 | 0 | 0 | 0 | 0 | 0 | 0 | 0 | 0 | 0 | 0 | 0 | 0 | 0 | 0 | 0 | 0 | 0 | 0 | 0 | 0 | 0 | 0 | 0 | 0 | 0 | 0 | 0
[19 empty] | Customer willingness to pay | Input | £000s | 0 | 0 | 0 | 0 | 0 | 0 | 0 | 0 | 0 | 0 | 0 | 0 | 0 | 0 | 0 | 0 | 0 | 0 | 0 | 0 | 0 | 0 | 0 | 0 | 0 | 0 | 0 | 0 | 0 | 0 | 0 | 0 | 0 | 0 | 0 | 0 | 0 | 0 | 0 | 0 | 0 | 0 | 0 | 0 | 0 | 0 | 0 | 0 | 0 | 0 | 0 | 0 | 0 | 0 | 0 | 0 | 0 | 0 | 0 | 0 | 0 | 0 | 0 | 0 | 0 | 0 | 0 | 0 | 0 | 0 | 0 | 0 | 0 | 0 | 0 | 0 | 0 | 0 | 0 | 0 | 0 | 0 | 0 | 0 | 0 | 0 | 0 | 0 | 0 | 0 | 0 | 0 | 0 | 0 | 0 | 0 | 0 | 0 | 0 | 0 | 0 | 0 | 0 | 0
[19 empty] | Total | Sum of above (excl WAFU) | £000s | 877.6195 | 521.1195 | 521.1195 | 521.1195 | 521.1195 | 521.1195 | 521.1195 | 521.1195 | 521.1195 | 521.1195 | 521.1195 | 521.1195 | 521.1195 | 521.1195 | 521.1195 | 521.1195 | 521.1195 | 521.1195 | 521.1195 | 521.1195 | 521.1195 | 521.1195 | 521.1195 | 521.1195 | 521.1195 | 521.1195 | 521.1195 | 521.1195 | 521.1195 | 521.1195 | 521.1195 | 521.1195 | 521.1195 | 521.1195 | 521.1195 | 521.1195 | 521.1195 | 521.1195 | 521.1195 | 521.1195 | 521.1195 | 521.1195 | 521.1195 | 521.1195 | 521.1195 | 521.1195 | 521.1195 | 521.1195 | 521.1195 | 521.1195 | 521.1195 | 521.1195 | 521.1195 | 521.1195 | 521.1195 | 521.1195 | 521.1195 | 521.1195 | 521.1195 | 521.1195 | 521.1195 | 521.1195 | 521.1195 | 521.1195 | 521.1195 | 521.1195 | 521.1195 | 521.1195 | 521.1195 | 521.1195 | 521.1195 | 521.1195 | 521.1195 | 521.1195 | 521.1195 | 521.1195 | 521.1195 | 521.1195 | 521.1195 | 521.1195 | 0 | 0 | 0 | 0 | 0 | 0 | 0 | 0 | 0 | 0 | 0 | 0 | 0 | 0 | 0 | 0 | 0 | 0 | 0 | 0 | 0 | 0 | 0 | 0
58.2a | Options to increase raw imports | [20 empty] | 0 | 0 | 0 | 0 | 0 | 0 | 0 | 0 | 0 | 0 | 0 | 0 | 0 | 0 | 0 | 0 | 0 | 0 | 0 | 0 | 0 | 0 | 0 | 0 | 0 | 0 | 0 | 0 | 0 | 0 | 0 | 0 | 0 | 0 | 0 | 0 | 0 | 0 | 0 | 0 | 0 | 0 | 0 | 0 | 0 | 0 | 0 | 0 | 0 | 0 | 0 | 0 | 0 | 0 | 0 | 0 | 0 | 0 | 0 | 0 | 0 | 0 | 0 | 0 | 0 | 0 | 0 | 0 | 0 | 0 | 0 | 0 | 0 | 0 | 0 | 0 | 0 | 0 | 0 | 0 | 0 | 0 | 0 | 0 | 0 | 0 | 0 | 0 | 0 | 0 | 0 | 0 | 0 | 0 | 0 | 0 | 0 | 0 | 0 | 0 | 0 | 0 | 0 | 0
58.1x | SESW-RTR-R15: 10Ml/d bulk supply from SEW RZ2 (Maidenbower/Whitely Hill) to Outwood PS | SESW-RTR-R15 | Bulk Supply | N | 2020 | Capacity | 10 | 104134.5642 | 4675.7763 | 7136.6412 | 0 | 468.7 | 828.8405 | 13109.9581 | 11.3434 | 12.5894 |  |  | Gains in WAFU / Savings in demand | Input | Ml/d | 10 | 10 | 10 | 10 | 10 | 10 | 10 | 10 | 10 | 10 | 10 | 10 | 10 | 10 | 10 | 10 | 10 | 10 | 10 | 10 | 10 | 10 | 10 | 10 | 10 | 10 | 10 | 10 | 10 | 10 | 10 | 10 | 10 | 10 | 10 | 10 | 10 | 10 | 10 | 10 | 10 | 10 | 10 | 10 | 10 | 10 | 10 | 10 | 10 | 10 | 10 | 10 | 10 | 10 | 10 | 10 | 10 | 10 | 10 | 10 | 10 | 10 | 10 | 10 | 10 | 10 | 10 | 10 | 10 | 10 | 10 | 10 | 10 | 10 | 10 | 10 | 10 | 10 | 10 | 10 | 0 | 0 | 0 | 0 | 0 | 0 | 0 | 0 | 0 | 0 | 0 | 0 | 0 | 0 | 0 | 0 | 0 | 0 | 0 | 0 | 0 | 0 | 0 | 0
[19 empty] | Fixed capex | Input | £000s | 340 | 340 | 340 | 340 | 340 | 340 | 340 | 340 | 340 | 340 | 0 | 0 | 0 | 0 | 0 | 0 | 0 | 0 | 0 | 0 | 0 | 0 | 0 | 0 | 0 | 0 | 0 | 0 | 0 | 0 | 0 | 0 | 0 | 0 | 0 | 0 | 0 | 0 | 0 | 0 | 0 | 0 | 0 | 0 | 0 | 0 | 0 | 0 | 0 | 0 | 0 | 0 | 0 | 0 | 0 | 0 | 0 | 0 | 0 | 0 | 0 | 0 | 0 | 0 | 0 | 0 | 0 | 0 | 0 | 0 | 0 | 0 | 0 | 0 | 0 | 0 | 0 | 0 | 0 | 0 | 0 | 0 | 0 | 0 | 0 | 0 | 0 | 0 | 0 | 0 | 0 | 0 | 0 | 0 | 0 | 0 | 0 | 0 | 0 | 0 | 0 | 0 | 0 | 0
[19 empty] | Variable capex | Input | £000s | 0 | 0 | 0 | 0 | 0 | 0 | 0 | 0 | 0 | 0 | 0 | 0 | 0 | 0 | 0 | 0 | 0 | 0 | 0 | 0 | 0 | 0 | 0 | 0 | 0 | 0 | 0 | 0 | 0 | 0 | 0 | 0 | 0 | 0 | 0 | 0 | 0 | 0 | 0 | 0 | 0 | 0 | 0 | 0 | 0 | 0 | 0 | 0 | 0 | 0 | 0 | 0 | 0 | 0 | 0 | 0 | 0 | 0 | 0 | 0 | 0 | 0 | 0 | 0 | 0 | 0 | 0 | 0 | 0 | 0 | 0 | 0 | 0 | 0 | 0 | 0 | 0 | 0 | 0 | 0 | 0 | 0 | 0 | 0 | 0 | 0 | 0 | 0 | 0 | 0 | 0 | 0 | 0 | 0 | 0 | 0 | 0 | 0 | 0 | 0 | 0 | 0 | 0 | 0
[19 empty] | Financing costs | Input | £000s | -176.1103 | -176.1103 | -176.1103 | -176.1103 | -176.1103 | -176.1103 | -176.1103 | -176.1103 | -176.1103 | -176.1103 | 163.8897 | 163.8897 | 163.8897 | 163.8897 | 163.8897 | 163.8897 | 163.8897 | 163.8897 | 163.8897 | 163.8897 | 163.8897 | 163.8897 | 163.8897 | 163.8897 | 163.8897 | 163.8897 | 163.8897 | 163.8897 | 163.8897 | 163.8897 | 163.8897 | 163.8897 | 163.8897 | 163.8897 | 163.8897 | 163.8897 | 163.8897 | 163.8897 | 163.8897 | 163.8897 | 163.8897 | 163.8897 | 163.8897 | 163.8897 | 163.8897 | 163.8897 | 163.8897 | 163.8897 | 163.8897 | 163.8897 | 163.8897 | 163.8897 | 163.8897 | 163.8897 | 163.8897 | 163.8897 | 163.8897 | 163.8897 | 163.8897 | 163.8897 | 163.8897 | 163.8897 | 163.8897 | 163.8897 | 163.8897 | 163.8897 | 163.8897 | 163.8897 | 163.8897 | 163.8897 | 163.8897 | 163.8897 | 163.8897 | 163.8897 | 163.8897 | 163.8897 | 163.8897 | 163.8897 | 163.8897 | 163.8897
[19 empty] | Fixed opex | Input | £000s | 30.05 | 30.05 | 30.05 | 30.05 | 30.05 | 30.05 | 30.05 | 30.05 | 30.05 | 30.05 | 30.05 | 30.05 | 30.05 | 30.05 | 30.05 | 30.05 | 30.05 | 30.05 | 30.05 | 30.05 | 30.05 | 30.05 | 30.05 | 30.05 | 30.05 | 30.05 | 30.05 | 30.05 | 30.05 | 30.05 | 30.05 | 30.05 | 30.05 | 30.05 | 30.05 | 30.05 | 30.05 | 30.05 | 30.05 | 30.05 | 30.05 | 30.05 | 30.05 | 30.05 | 30.05 | 30.05 | 30.05 | 30.05 | 30.05 | 30.05 | 30.05 | 30.05 | 30.05 | 30.05 | 30.05 | 30.05 | 30.05 | 30.05 | 30.05 | 30.05 | 30.05 | 30.05 | 30.05 | 30.05 | 30.05 | 30.05 | 30.05 | 30.05 | 30.05 | 30.05 | 30.05 | 30.05 | 30.05 | 30.05 | 30.05 | 30.05 | 30.05 | 30.05 | 30.05 | 30.05 | 0 | 0 | 0 | 0 | 0 | 0 | 0 | 0 | 0 | 0 | 0 | 0 | 0 | 0 | 0 | 0 | 0 | 0 | 0 | 0 | 0 | 0 | 0 | 0
[19 empty] | Variable opex | Input | £000s | 220.095 | 220.095 | 220.095 | 220.095 | 220.095 | 220.095 | 220.095 | 220.095 | 220.095 | 220.095 | 220.095 | 220.095 | 220.095 | 220.095 | 220.095 | 220.095 | 220.095 | 220.095 | 220.095 | 220.095 | 220.095 | 220.095 | 220.095 | 220.095 | 220.095 | 220.095 | 220.095 | 220.095 | 220.095 | 220.095 | 220.095 | 220.095 | 220.095 | 220.095 | 220.095 | 220.095 | 220.095 | 220.095 | 220.095 | 220.095 | 220.095 | 220.095 | 220.095 | 220.095 | 220.095 | 220.095 | 220.095 | 220.095 | 220.095 | 220.095 | 220.095 | 220.095 | 220.095 | 220.095 | 220.095 | 220.095 | 220.095 | 220.095 | 220.095 | 220.095 | 220.095 | 220.095 | 220.095 | 220.095 | 220.095 | 220.095 | 220.095 | 220.095 | 220.095 | 220.095 | 220.095 | 220.095 | 220.095 | 220.095 | 220.095 | 220.095 | 220.095 | 220.095 | 220.095 | 220.095 | 0 | 0 | 0 | 0 | 0 | 0 | 0 | 0 | 0 | 0 | 0 | 0 | 0 | 0 | 0 | 0 | 0 | 0 | 0 | 0 | 0 | 0 | 0 | 0
[19 empty] | Opex savings | Input | £000s | 0 | 0 | 0 | 0 | 0 | 0 | 0 | 0 | 0 | 0 | 0 | 0 | 0 | 0 | 0 | 0 | 0 | 0 | 0 | 0 | 0 | 0 | 0 | 0 | 0 | 0 | 0 | 0 | 0 | 0 | 0 | 0 | 0 | 0 | 0 | 0 | 0 | 0 | 0 | 0 | 0 | 0 | 0 | 0 | 0 | 0 | 0 | 0 | 0 | 0 | 0 | 0 | 0 | 0 | 0 | 0 | 0 | 0 | 0 | 0 | 0 | 0 | 0 | 0 | 0 | 0 | 0 | 0 | 0 | 0 | 0 | 0 | 0 | 0 | 0 | 0 | 0 | 0 | 0 | 0 | 0 | 0 | 0 | 0 | 0 | 0 | 0 | 0 | 0 | 0 | 0 | 0 | 0 | 0 | 0 | 0 | 0 | 0 | 0 | 0 | 0 | 0 | 0 | 0
[19 empty] | Fixed env & social | Input | £000s | 58 | 28 | 28 | 28 | 28 | 28 | 28 | 28 | 28 | 28 | 28 | 28 | 28 | 28 | 28 | 28 | 28 | 28 | 28 | 28 | 28 | 28 | 28 | 28 | 28 | 28 | 28 | 28 | 28 | 28 | 28 | 28 | 28 | 28 | 28 | 28 | 28 | 28 | 28 | 28 | 28 | 28 | 28 | 28 | 28 | 28 | 28 | 28 | 28 | 28 | 28 | 28 | 28 | 28 | 28 | 28 | 28 | 28 | 28 | 28 | 28 | 28 | 28 | 28 | 28 | 28 | 28 | 28 | 28 | 28 | 28 | 28 | 28 | 28 | 28 | 28 | 28 | 28 | 28 | 28 | 0 | 0 | 0 | 0 | 0 | 0 | 0 | 0 | 0 | 0 | 0 | 0 | 0 | 0 | 0 | 0 | 0 | 0 | 0 | 0 | 0 | 0 | 0 | 0
[19 empty] | Variable env & social | Input | £000s | 0 | 0 | 0 | 0 | 0 | 0 | 0 | 0 | 0 | 0 | 0 | 0 | 0 | 0 | 0 | 0 | 0 | 0 | 0 | 0 | 0 | 0 | 0 | 0 | 0 | 0 | 0 | 0 | 0 | 0 | 0 | 0 | 0 | 0 | 0 | 0 | 0 | 0 | 0 | 0 | 0 | 0 | 0 | 0 | 0 | 0 | 0 | 0 | 0 | 0 | 0 | 0 | 0 | 0 | 0 | 0 | 0 | 0 | 0 | 0 | 0 | 0 | 0 | 0 | 0 | 0 | 0 | 0 | 0 | 0 | 0 | 0 | 0 | 0 | 0 | 0 | 0 | 0 | 0 | 0 | 0 | 0 | 0 | 0 | 0 | 0 | 0 | 0 | 0 | 0 | 0 | 0 | 0 | 0 | 0 | 0 | 0 | 0 | 0 | 0 | 0 | 0 | 0 | 0
[19 empty] | Fixed carbon costs | Input | £000s | 468.7 | 2.97e-10 | 2.97e-10 | 2.97e-10 | 2.97e-10 | 2.97e-10 | 2.97e-10 | 2.97e-10 | 2.97e-10 | 2.97e-10 | 2.97e-10 | 2.97e-10 | 2.97e-10 | 2.97e-10 | 2.97e-10 | 2.97e-10 | 2.97e-10 | 2.97e-10 | 2.97e-10 | 2.97e-10 | 2.97e-10 | 2.97e-10 | 2.97e-10 | 2.97e-10 | 2.97e-10 | 2.97e-10 | 2.97e-10 | 2.97e-10 | 2.97e-10 | 2.97e-10 | 2.97e-10 | 2.97e-10 | 2.97e-10 | 2.97e-10 | 2.97e-10 | 2.97e-10 | 2.97e-10 | 2.97e-10 | 2.97e-10 | 2.97e-10 | 2.97e-10 | 2.97e-10 | 2.97e-10 | 2.97e-10 | 2.97e-10 | 2.97e-10 | 2.97e-10 | 2.97e-10 | 2.97e-10 | 2.97e-10 | 2.97e-10 | 2.97e-10 | 2.97e-10 | 2.97e-10 | 2.97e-10 | 2.97e-10 | 2.97e-10 | 2.97e-10 | 2.97e-10 | 2.97e-10 | 2.97e-10 | 2.97e-10 | 2.97e-10 | 2.97e-10 | 2.97e-10 | 2.97e-10 | 2.97e-10 | 2.97e-10 | 2.97e-10 | 2.97e-10 | 2.97e-10 | 2.97e-10 | 2.97e-10 | 2.97e-10 | 2.97e-10 | 2.97e-10 | 2.97e-10 | 2.97e-10 | 2.97e-10 | 2.97e-10 | 0 | 0 | 0 | 0 | 0 | 0 | 0 | 0 | 0 | 0 | 0 | 0 | 0 | 0 | 0 | 0 | 0 | 0 | 0 | 0 | 0 | 0 | 0 | 0
[19 empty] | Variable carbon costs | Input | £000s | 0 | 0 | 0 | 0 | 0 | 0 | 0 | 0 | 0 | 0 | 0 | 0 | 0 | 0 | 0 | 0 | 0 | 0 | 0 | 0 | 0 | 0 | 0 | 0 | 0 | 0 | 0 | 0 | 0 | 0 | 0 | 0 | 0 | 0 | 0 | 0 | 0 | 0 | 0 | 0 | 0 | 0 | 0 | 0 | 0 | 0 | 0 | 0 | 0 | 0 | 0 | 0 | 0 | 0 | 0 | 0 | 0 | 0 | 0 | 0 | 0 | 0 | 0 | 0 | 0 | 0 | 0 | 0 | 0 | 0 | 0 | 0 | 0 | 0 | 0 | 0 | 0 | 0 | 0 | 0 | 0 | 0 | 0 | 0 | 0 | 0 | 0 | 0 | 0 | 0 | 0 | 0 | 0 | 0 | 0 | 0 | 0 | 0 | 0 | 0 | 0 | 0 | 0 | 0
[19 empty] | Customer willingness to pay | Input | £000s | 0 | 0 | 0 | 0 | 0 | 0 | 0 | 0 | 0 | 0 | 0 | 0 | 0 | 0 | 0 | 0 | 0 | 0 | 0 | 0 | 0 | 0 | 0 | 0 | 0 | 0 | 0 | 0 | 0 | 0 | 0 | 0 | 0 | 0 | 0 | 0 | 0 | 0 | 0 | 0 | 0 | 0 | 0 | 0 | 0 | 0 | 0 | 0 | 0 | 0 | 0 | 0 | 0 | 0 | 0 | 0 | 0 | 0 | 0 | 0 | 0 | 0 | 0 | 0 | 0 | 0 | 0 | 0 | 0 | 0 | 0 | 0 | 0 | 0 | 0 | 0 | 0 | 0 | 0 | 0 | 0 | 0 | 0 | 0 | 0 | 0 | 0 | 0 | 0 | 0 | 0 | 0 | 0 | 0 | 0 | 0 | 0 | 0 | 0 | 0 | 0 | 0 | 0 | 0
[19 empty] | Total | Sum of above (excl WAFU) | £000s | 940.7347 | 442.0347 | 442.0347 | 442.0347 | 442.0347 | 442.0347 | 442.0347 | 442.0347 | 442.0347 | 442.0347 | 442.0347 | 442.0347 | 442.0347 | 442.0347 | 442.0347 | 442.0347 | 442.0347 | 442.0347 | 442.0347 | 442.0347 | 442.0347 | 442.0347 | 442.0347 | 442.0347 | 442.0347 | 442.0347 | 442.0347 | 442.0347 | 442.0347 | 442.0347 | 442.0347 | 442.0347 | 442.0347 | 442.0347 | 442.0347 | 442.0347 | 442.0347 | 442.0347 | 442.0347 | 442.0347 | 442.0347 | 442.0347 | 442.0347 | 442.0347 | 442.0347 | 442.0347 | 442.0347 | 442.0347 | 442.0347 | 442.0347 | 442.0347 | 442.0347 | 442.0347 | 442.0347 | 442.0347 | 442.0347 | 442.0347 | 442.0347 | 442.0347 | 442.0347 | 442.0347 | 442.0347 | 442.0347 | 442.0347 | 442.0347 | 442.0347 | 442.0347 | 442.0347 | 442.0347 | 442.0347 | 442.0347 | 442.0347 | 442.0347 | 442.0347 | 442.0347 | 442.0347 | 442.0347 | 442.0347 | 442.0347 | 442.0347 | 0 | 0 | 0 | 0 | 0 | 0 | 0 | 0 | 0 | 0 | 0 | 0 | 0 | 0 | 0 | 0 | 0 | 0 | 0 | 0 | 0 | 0 | 0 | 0
58.1x | SESW-CTR-R10: 15Ml/d bulk supply from Thames Water to SESW at Merton | SESW-CTR-R10 | Bulk supply | N | 2020 | Capacity | 15 | 156201.8462 | 10451.7353 | 136747.5839 | 0 | 2092 | 1010.8405 | 150302.1597 | 94.2366 | 96.223 |  |  | Gains in WAFU / Savings in demand | Input | Ml/d | 15 | 15 | 15 | 15 | 15 | 15 | 15 | 15 | 15 | 15 | 15 | 15 | 15 | 15 | 15 | 15 | 15 | 15 | 15 | 15 | 15 | 15 | 15 | 15 | 15 | 15 | 15 | 15 | 15 | 15 | 15 | 15 | 15 | 15 | 15 | 15 | 15 | 15 | 15 | 15 | 15 | 15 | 15 | 15 | 15 | 15 | 15 | 15 | 15 | 15 | 15 | 15 | 15 | 15 | 15 | 15 | 15 | 15 | 15 | 15 | 15 | 15 | 15 | 15 | 15 | 15 | 15 | 15 | 15 | 15 | 15 | 15 | 15 | 15 | 15 | 15 | 15 | 15 | 15 | 15 | 0 | 0 | 0 | 0 | 0 | 0 | 0 | 0 | 0 | 0 | 0 | 0 | 0 | 0 | 0 | 0 | 0 | 0 | 0 | 0 | 0 | 0 | 0 | 0
[19 empty] | Fixed capex | Input | £000s | 760 | 760 | 760 | 760 | 760 | 760 | 760 | 760 | 760 | 760 | 0 | 0 | 0 | 0 | 0 | 0 | 0 | 0 | 0 | 0 | 0 | 0 | 0 | 0 | 0 | 0 | 0 | 0 | 0 | 0 | 0 | 0 | 0 | 0 | 0 | 0 | 0 | 0 | 0 | 0 | 0 | 0 | 0 | 0 | 0 | 0 | 0 | 0 | 0 | 0 | 0 | 0 | 0 | 0 | 0 | 0 | 0 | 0 | 0 | 0 | 0 | 0 | 0 | 0 | 0 | 0 | 0 | 0 | 0 | 0 | 0 | 0 | 0 | 0 | 0 | 0 | 0 | 0 | 0 | 0 | 0 | 0 | 0 | 0 | 0 | 0 | 0 | 0 | 0 | 0 | 0 | 0 | 0 | 0 | 0 | 0 | 0 | 0 | 0 | 0 | 0 | 0 | 0 | 0
[19 empty] | Variable capex | Input | £000s | 0 | 0 | 0 | 0 | 0 | 0 | 0 | 0 | 0 | 0 | 0 | 0 | 0 | 0 | 0 | 0 | 0 | 0 | 0 | 0 | 0 | 0 | 0 | 0 | 0 | 0 | 0 | 0 | 0 | 0 | 0 | 0 | 0 | 0 | 0 | 0 | 0 | 0 | 0 | 0 | 0 | 0 | 0 | 0 | 0 | 0 | 0 | 0 | 0 | 0 | 0 | 0 | 0 | 0 | 0 | 0 | 0 | 0 | 0 | 0 | 0 | 0 | 0 | 0 | 0 | 0 | 0 | 0 | 0 | 0 | 0 | 0 | 0 | 0 | 0 | 0 | 0 | 0 | 0 | 0 | 0 | 0 | 0 | 0 | 0 | 0 | 0 | 0 | 0 | 0 | 0 | 0 | 0 | 0 | 0 | 0 | 0 | 0 | 0 | 0 | 0 | 0 | 0 | 0
[19 empty] | Financing costs | Input | £000s | -393.6583 | -393.6583 | -393.6583 | -393.6583 | -393.6583 | -393.6583 | -393.6583 | -393.6583 | -393.6583 | -393.6583 | 366.3417 | 366.3417 | 366.3417 | 366.3417 | 366.3417 | 366.3417 | 366.3417 | 366.3417 | 366.3417 | 366.3417 | 366.3417 | 366.3417 | 366.3417 | 366.3417 | 366.3417 | 366.3417 | 366.3417 | 366.3417 | 366.3417 | 366.3417 | 366.3417 | 366.3417 | 366.3417 | 366.3417 | 366.3417 | 366.3417 | 366.3417 | 366.3417 | 366.3417 | 366.3417 | 366.3417 | 366.3417 | 366.3417 | 366.3417 | 366.3417 | 366.3417 | 366.3417 | 366.3417 | 366.3417 | 366.3417 | 366.3417 | 366.3417 | 366.3417 | 366.3417 | 366.3417 | 366.3417 | 366.3417 | 366.3417 | 366.3417 | 366.3417 | 366.3417 | 366.3417 | 366.3417 | 366.3417 | 366.3417 | 366.3417 | 366.3417 | 366.3417 | 366.3417 | 366.3417 | 366.3417 | 366.3417 | 366.3417 | 366.3417 | 366.3417 | 366.3417 | 366.3417 | 366.3417 | 366.3417 | 366.3417
[19 empty] | Fixed opex | Input | £000s | 131.15 | 131.15 | 131.15 | 131.15 | 131.15 | 131.15 | 131.15 | 131.15 | 131.15 | 131.15 | 131.15 | 131.15 | 131.15 | 131.15 | 131.15 | 131.15 | 131.15 | 131.15 | 131.15 | 131.15 | 131.15 | 131.15 | 131.15 | 131.15 | 131.15 | 131.15 | 131.15 | 131.15 | 131.15 | 131.15 | 131.15 | 131.15 | 131.15 | 131.15 | 131.15 | 131.15 | 131.15 | 131.15 | 131.15 | 131.15 | 131.15 | 131.15 | 131.15 | 131.15 | 131.15 | 131.15 | 131.15 | 131.15 | 131.15 | 131.15 | 131.15 | 131.15 | 131.15 | 131.15 | 131.15 | 131.15 | 131.15 | 131.15 | 131.15 | 131.15 | 131.15 | 131.15 | 131.15 | 131.15 | 131.15 | 131.15 | 131.15 | 131.15 | 131.15 | 131.15 | 131.15 | 131.15 | 131.15 | 131.15 | 131.15 | 131.15 | 131.15 | 131.15 | 131.15 | 131.15 | 0 | 0 | 0 | 0 | 0 | 0 | 0 | 0 | 0 | 0 | 0 | 0 | 0 | 0 | 0 | 0 | 0 | 0 | 0 | 0 | 0 | 0 | 0 | 0
[19 empty] | Variable opex | Input | £000s | 4661.9625 | 4661.9625 | 4661.9625 | 4661.9625 | 4661.9625 | 4661.9625 | 4661.9625 | 4661.9625 | 4661.9625 | 4661.9625 | 4661.9625 | 4661.9625 | 4661.9625 | 4661.9625 | 4661.9625 | 4661.9625 | 4661.9625 | 4661.9625 | 4661.9625 | 4661.9625 | 4661.9625 | 4661.9625 | 4661.9625 | 4661.9625 | 4661.9625 | 4661.9625 | 4661.9625 | 4661.9625 | 4661.9625 | 4661.9625 | 4661.9625 | 4661.9625 | 4661.9625 | 4661.9625 | 4661.9625 | 4661.9625 | 4661.9625 | 4661.9625 | 4661.9625 | 4661.9625 | 4661.9625 | 4661.9625 | 4661.9625 | 4661.9625 | 4661.9625 | 4661.9625 | 4661.9625 | 4661.9625 | 4661.9625 | 4661.9625 | 4661.9625 | 4661.9625 | 4661.9625 | 4661.9625 | 4661.9625 | 4661.9625 | 4661.9625 | 4661.9625 | 4661.9625 | 4661.9625 | 4661.9625 | 4661.9625 | 4661.9625 | 4661.9625 | 4661.9625 | 4661.9625 | 4661.9625 | 4661.9625 | 4661.9625 | 4661.9625 | 4661.9625 | 4661.9625 | 4661.9625 | 4661.9625 | 4661.9625 | 4661.9625 | 4661.9625 | 4661.9625 | 4661.9625 | 4661.9625 | 0 | 0 | 0 | 0 | 0 | 0 | 0 | 0 | 0 | 0 | 0 | 0 | 0 | 0 | 0 | 0 | 0 | 0 | 0 | 0 | 0 | 0 | 0 | 0
[19 empty] | Opex savings | Input | £000s | 0 | 0 | 0 | 0 | 0 | 0 | 0 | 0 | 0 | 0 | 0 | 0 | 0 | 0 | 0 | 0 | 0 | 0 | 0 | 0 | 0 | 0 | 0 | 0 | 0 | 0 | 0 | 0 | 0 | 0 | 0 | 0 | 0 | 0 | 0 | 0 | 0 | 0 | 0 | 0 | 0 | 0 | 0 | 0 | 0 | 0 | 0 | 0 | 0 | 0 | 0 | 0 | 0 | 0 | 0 | 0 | 0 | 0 | 0 | 0 | 0 | 0 | 0 | 0 | 0 | 0 | 0 | 0 | 0 | 0 | 0 | 0 | 0 | 0 | 0 | 0 | 0 | 0 | 0 | 0 | 0 | 0 | 0 | 0 | 0 | 0 | 0 | 0 | 0 | 0 | 0 | 0 | 0 | 0 | 0 | 0 | 0 | 0 | 0 | 0 | 0 | 0 | 0 | 0
[19 empty] | Fixed env & social | Input | £000s | 240 | 28 | 28 | 28 | 28 | 28 | 28 | 28 | 28 | 28 | 28 | 28 | 28 | 28 | 28 | 28 | 28 | 28 | 28 | 28 | 28 | 28 | 28 | 28 | 28 | 28 | 28 | 28 | 28 | 28 | 28 | 28 | 28 | 28 | 28 | 28 | 28 | 28 | 28 | 28 | 28 | 28 | 28 | 28 | 28 | 28 | 28 | 28 | 28 | 28 | 28 | 28 | 28 | 28 | 28 | 28 | 28 | 28 | 28 | 28 | 28 | 28 | 28 | 28 | 28 | 28 | 28 | 28 | 28 | 28 | 28 | 28 | 28 | 28 | 28 | 28 | 28 | 28 | 28 | 28 | 0 | 0 | 0 | 0 | 0 | 0 | 0 | 0 | 0 | 0 | 0 | 0 | 0 | 0 | 0 | 0 | 0 | 0 | 0 | 0 | 0 | 0 | 0 | 0
[19 empty] | Variable env & social | Input | £000s | 0 | 0 | 0 | 0 | 0 | 0 | 0 | 0 | 0 | 0 | 0 | 0 | 0 | 0 | 0 | 0 | 0 | 0 | 0 | 0 | 0 | 0 | 0 | 0 | 0 | 0 | 0 | 0 | 0 | 0 | 0 | 0 | 0 | 0 | 0 | 0 | 0 | 0 | 0 | 0 | 0 | 0 | 0 | 0 | 0 | 0 | 0 | 0 | 0 | 0 | 0 | 0 | 0 | 0 | 0 | 0 | 0 | 0 | 0 | 0 | 0 | 0 | 0 | 0 | 0 | 0 | 0 | 0 | 0 | 0 | 0 | 0 | 0 | 0 | 0 | 0 | 0 | 0 | 0 | 0 | 0 | 0 | 0 | 0 | 0 | 0 | 0 | 0 | 0 | 0 | 0 | 0 | 0 | 0 | 0 | 0 | 0 | 0 | 0 | 0 | 0 | 0 | 0 | 0
[19 empty] | Fixed carbon costs | Input | £000s | 2092 | 4.9e-10 | 4.9e-10 | 4.9e-10 | 4.9e-10 | 4.9e-10 | 4.9e-10 | 4.9e-10 | 4.9e-10 | 4.9e-10 | 4.9e-10 | 4.9e-10 | 4.9e-10 | 4.9e-10 | 4.9e-10 | 4.9e-10 | 4.9e-10 | 4.9e-10 | 4.9e-10 | 4.9e-10 | 4.9e-10 | 4.9e-10 | 4.9e-10 | 4.9e-10 | 4.9e-10 | 4.9e-10 | 4.9e-10 | 4.9e-10 | 4.9e-10 | 4.9e-10 | 4.9e-10 | 4.9e-10 | 4.9e-10 | 4.9e-10 | 4.9e-10 | 4.9e-10 | 4.9e-10 | 4.9e-10 | 4.9e-10 | 4.9e-10 | 4.9e-10 | 4.9e-10 | 4.9e-10 | 4.9e-10 | 4.9e-10 | 4.9e-10 | 4.9e-10 | 4.9e-10 | 4.9e-10 | 4.9e-10 | 4.9e-10 | 4.9e-10 | 4.9e-10 | 4.9e-10 | 4.9e-10 | 4.9e-10 | 4.9e-10 | 4.9e-10 | 4.9e-10 | 4.9e-10 | 4.9e-10 | 4.9e-10 | 4.9e-10 | 4.9e-10 | 4.9e-10 | 4.9e-10 | 4.9e-10 | 4.9e-10 | 4.9e-10 | 4.9e-10 | 4.9e-10 | 4.9e-10 | 4.9e-10 | 4.9e-10 | 4.9e-10 | 4.9e-10 | 4.9e-10 | 4.9e-10 | 4.9e-10 | 4.9e-10 | 0 | 0 | 0 | 0 | 0 | 0 | 0 | 0 | 0 | 0 | 0 | 0 | 0 | 0 | 0 | 0 | 0 | 0 | 0 | 0 | 0 | 0 | 0 | 0
[19 empty] | Variable carbon costs | Input | £000s | 0 | 0 | 0 | 0 | 0 | 0 | 0 | 0 | 0 | 0 | 0 | 0 | 0 | 0 | 0 | 0 | 0 | 0 | 0 | 0 | 0 | 0 | 0 | 0 | 0 | 0 | 0 | 0 | 0 | 0 | 0 | 0 | 0 | 0 | 0 | 0 | 0 | 0 | 0 | 0 | 0 | 0 | 0 | 0 | 0 | 0 | 0 | 0 | 0 | 0 | 0 | 0 | 0 | 0 | 0 | 0 | 0 | 0 | 0 | 0 | 0 | 0 | 0 | 0 | 0 | 0 | 0 | 0 | 0 | 0 | 0 | 0 | 0 | 0 | 0 | 0 | 0 | 0 | 0 | 0 | 0 | 0 | 0 | 0 | 0 | 0 | 0 | 0 | 0 | 0 | 0 | 0 | 0 | 0 | 0 | 0 | 0 | 0 | 0 | 0 | 0 | 0 | 0 | 0
[19 empty] | Customer willingness to pay | Input | £000s | 0 | 0 | 0 | 0 | 0 | 0 | 0 | 0 | 0 | 0 | 0 | 0 | 0 | 0 | 0 | 0 | 0 | 0 | 0 | 0 | 0 | 0 | 0 | 0 | 0 | 0 | 0 | 0 | 0 | 0 | 0 | 0 | 0 | 0 | 0 | 0 | 0 | 0 | 0 | 0 | 0 | 0 | 0 | 0 | 0 | 0 | 0 | 0 | 0 | 0 | 0 | 0 | 0 | 0 | 0 | 0 | 0 | 0 | 0 | 0 | 0 | 0 | 0 | 0 | 0 | 0 | 0 | 0 | 0 | 0 | 0 | 0 | 0 | 0 | 0 | 0 | 0 | 0 | 0 | 0 | 0 | 0 | 0 | 0 | 0 | 0 | 0 | 0 | 0 | 0 | 0 | 0 | 0 | 0 | 0 | 0 | 0 | 0 | 0 | 0 | 0 | 0 | 0 | 0
[19 empty] | Total | Sum of above (excl WAFU) | £000s | 7491.4542 | 5187.4542 | 5187.4542 | 5187.4542 | 5187.4542 | 5187.4542 | 5187.4542 | 5187.4542 | 5187.4542 | 5187.4542 | 5187.4542 | 5187.4542 | 5187.4542 | 5187.4542 | 5187.4542 | 5187.4542 | 5187.4542 | 5187.4542 | 5187.4542 | 5187.4542 | 5187.4542 | 5187.4542 | 5187.4542 | 5187.4542 | 5187.4542 | 5187.4542 | 5187.4542 | 5187.4542 | 5187.4542 | 5187.4542 | 5187.4542 | 5187.4542 | 5187.4542 | 5187.4542 | 5187.4542 | 5187.4542 | 5187.4542 | 5187.4542 | 5187.4542 | 5187.4542 | 5187.4542 | 5187.4542 | 5187.4542 | 5187.4542 | 5187.4542 | 5187.4542 | 5187.4542 | 5187.4542 | 5187.4542 | 5187.4542 | 5187.4542 | 5187.4542 | 5187.4542 | 5187.4542 | 5187.4542 | 5187.4542 | 5187.4542 | 5187.4542 | 5187.4542 | 5187.4542 | 5187.4542 | 5187.4542 | 5187.4542 | 5187.4542 | 5187.4542 | 5187.4542 | 5187.4542 | 5187.4542 | 5187.4542 | 5187.4542 | 5187.4542 | 5187.4542 | 5187.4542 | 5187.4542 | 5187.4542 | 5187.4542 | 5187.4542 | 5187.4542 | 5187.4542 | 5187.4542 | 0 | 0 | 0 | 0 | 0 | 0 | 0 | 0 | 0 | 0 | 0 | 0 | 0 | 0 | 0 | 0 | 0 | 0 | 0 | 0 | 0 | 0 | 0 | 0
58.3a | Options to increase potable imports | [20 empty] | 0 | 0 | 0 | 0 | 0 | 0 | 0 | 0 | 0 | 0 | 0 | 0 | 0 | 0 | 0 | 0 | 0 | 0 | 0 | 0 | 0 | 0 | 0 | 0 | 0 | 0 | 0 | 0 | 0 | 0 | 0 | 0 | 0 | 0 | 0 | 0 | 0 | 0 | 0 | 0 | 0 | 0 | 0 | 0 | 0 | 0 | 0 | 0 | 0 | 0 | 0 | 0 | 0 | 0 | 0 | 0 | 0 | 0 | 0 | 0 | 0 | 0 | 0 | 0 | 0 | 0 | 0 | 0 | 0 | 0 | 0 | 0 | 0 | 0 | 0 | 0 | 0 | 0 | 0 | 0 | 0 | 0 | 0 | 0 | 0 | 0 | 0 | 0 | 0 | 0 | 0 | 0 | 0 | 0 | 0 | 0 | 0 | 0 | 0 | 0 | 0 | 0 | 0 | 0
58.4a | Options to reduce raw water losses and operational use | [20 empty] | 0 | 0 | 0 | 0 | 0 | 0 | 0 | 0 | 0 | 0 | 0 | 0 | 0 | 0 | 0 | 0 | 0 | 0 | 0 | 0 | 0 | 0 | 0 | 0 | 0 | 0 | 0 | 0 | 0 | 0 | 0 | 0 | 0 | 0 | 0 | 0 | 0 | 0 | 0 | 0 | 0 | 0 | 0 | 0 | 0 | 0 | 0 | 0 | 0 | 0 | 0 | 0 | 0 | 0 | 0 | 0 | 0 | 0 | 0 | 0 | 0 | 0 | 0 | 0 | 0 | 0 | 0 | 0 | 0 | 0 | 0 | 0 | 0 | 0 | 0 | 0 | 0 | 0 | 0 | 0 | 0 | 0 | 0 | 0 | 0 | 0 | 0 | 0 | 0 | 0 | 0 | 0 | 0 | 0 | 0 | 0 | 0 | 0 | 0 | 0 | 0 | 0 | 0 | 0
58.5a | Options to reduce raw water exports | [20 empty] | 0 | 0 | 0 | 0 | 0 | 0 | 0 | 0 | 0 | 0 | 0 | 0 | 0 | 0 | 0 | 0 | 0 | 0 | 0 | 0 | 0 | 0 | 0 | 0 | 0 | 0 | 0 | 0 | 0 | 0 | 0 | 0 | 0 | 0 | 0 | 0 | 0 | 0 | 0 | 0 | 0 | 0 | 0 | 0 | 0 | 0 | 0 | 0 | 0 | 0 | 0 | 0 | 0 | 0 | 0 | 0 | 0 | 0 | 0 | 0 | 0 | 0 | 0 | 0 | 0 | 0 | 0 | 0 | 0 | 0 | 0 | 0 | 0 | 0 | 0 | 0 | 0 | 0 | 0 | 0 | 0 | 0 | 0 | 0 | 0 | 0 | 0 | 0 | 0 | 0 | 0 | 0 | 0 | 0 | 0 | 0 | 0 | 0 | 0 | 0 | 0 | 0 | 0 | 0
58.6a | Options to reduce potable water exports | [20 empty] | 0 | 0 | 0 | 0 | 0 | 0 | 0 | 0 | 0 | 0 | 0 | 0 | 0 | 0 | 0 | 0 | 0 | 0 | 0 | 0 | 0 | 0 | 0 | 0 | 0 | 0 | 0 | 0 | 0 | 0 | 0 | 0 | 0 | 0 | 0 | 0 | 0 | 0 | 0 | 0 | 0 | 0 | 0 | 0 | 0 | 0 | 0 | 0 | 0 | 0 | 0 | 0 | 0 | 0 | 0 | 0 | 0 | 0 | 0 | 0 | 0 | 0 | 0 | 0 | 0 | 0 | 0 | 0 | 0 | 0 | 0 | 0 | 0 | 0 | 0 | 0 | 0 | 0 | 0 | 0 | 0 | 0 | 0 | 0 | 0 | 0 | 0 | 0 | 0 | 0 | 0 | 0 | 0 | 0 | 0 | 0 | 0 | 0 | 0 | 0 | 0 | 0 | 0 | 0
58.7a | Other options to increase Deployable Output | [20 empty] | 0 | 0 | 0 | 0 | 0 | 0 | 0 | 0 | 0 | 0 | 0 | 0 | 0 | 0 | 0 | 0 | 0 | 0 | 0 | 0 | 0 | 0 | 0 | 0 | 0 | 0 | 0 | 0 | 0 | 0 | 0 | 0 | 0 | 0 | 0 | 0 | 0 | 0 | 0 | 0 | 0 | 0 | 0 | 0 | 0 | 0 | 0 | 0 | 0 | 0 | 0 | 0 | 0 | 0 | 0 | 0 | 0 | 0 | 0 | 0 | 0 | 0 | 0 | 0 | 0 | 0 | 0 | 0 | 0 | 0 | 0 | 0 | 0 | 0 | 0 | 0 | 0 | 0 | 0 | 0 | 0 | 0 | 0 | 0 | 0 | 0 | 0 | 0 | 0 | 0 | 0 | 0 | 0 | 0 | 0 | 0 | 0 | 0 | 0 | 0 | 0 | 0 | 0 | 0
59a | DISTRIBUTION SIDE | bar: 1 to 80
59.1a | Options to reduce Distribution Losses | [20 empty] | 0 | 0 | 0 | 0 | 0 | 0 | 0 | 0 | 0 | 0 | 0 | 0 | 0 | 0 | 0 | 0 | 0 | 0 | 0 | 0 | 0 | 0 | 0 | 0 | 0 | 0 | 0 | 0 | 0 | 0 | 0 | 0 | 0 | 0 | 0 | 0 | 0 | 0 | 0 | 0 | 0 | 0 | 0 | 0 | 0 | 0 | 0 | 0 | 0 | 0 | 0 | 0 | 0 | 0 | 0 | 0 | 0 | 0 | 0 | 0 | 0 | 0 | 0 | 0 | 0 | 0 | 0 | 0 | 0 | 0 | 0 | 0 | 0 | 0 | 0 | 0 | 0 | 0 | 0 | 0 | 0 | 0 | 0 | 0 | 0 | 0 | 0 | 0 | 0 | 0 | 0 | 0 | 0 | 0 | 0 | 0 | 0 | 0 | 0 | 0 | 0 | 0 | 0 | 0
58.1x | SESW-LEA-900: Leakage bundle 1 | SESW-LEA-900 | Active Leakage Management | Y | 2020 | Capacity | 13.35 | 98668.2406 | 0 | 40597.2027 | 0 | -9.2551 | 0 | 40587.9475 | 41.1452 | 41.1358 |  |  | Gains in WAFU / Savings in demand | Input | Ml/d | 0.72 | 1.44 | 2.16 | 2.88 | 3.6 | 4.21 | 4.82 | 5.44 | 6.05 | 6.66 | 7.18 | 7.7 | 8.22 | 8.74 | 9.26 | 9.7 | 10.15 | 10.59 | 11.03 | 11.47 | 11.85 | 12.22 | 12.6 | 12.98 | 13.35 | 13.35 | 13.35 | 13.35 | 13.35 | 13.35 | 13.35 | 13.35 | 13.35 | 13.35 | 13.35 | 13.35 | 13.35 | 13.35 | 13.35 | 13.35 | 13.35 | 13.35 | 13.35 | 13.35 | 13.35 | 13.35 | 13.35 | 13.35 | 13.35 | 13.35 | 13.35 | 13.35 | 13.35 | 13.35 | 13.35 | 13.35 | 13.35 | 13.35 | 13.35 | 13.35 | 13.35 | 13.35 | 13.35 | 13.35 | 13.35 | 13.35 | 13.35 | 13.35 | 13.35 | 13.35 | 13.35 | 13.35 | 13.35 | 13.35 | 13.35 | 13.35 | 13.35 | 13.35 | 13.35 | 13.35 | 0 | 0 | 0 | 0 | 0 | 0 | 0 | 0 | 0 | 0 | 0 | 0 | 0 | 0 | 0 | 0 | 0 | 0 | 0 | 0 | 0 | 0 | 0 | 0
[19 empty] | Fixed capex | Input | £000s | 0 | 0 | 0 | 0 | 0 | 0 | 0 | 0 | 0 | 0 | 0 | 0 | 0 | 0 | 0 | 0 | 0 | 0 | 0 | 0 | 0 | 0 | 0 | 0 | 0 | 0 | 0 | 0 | 0 | 0 | 0 | 0 | 0 | 0 | 0 | 0 | 0 | 0 | 0 | 0 | 0 | 0 | 0 | 0 | 0 | 0 | 0 | 0 | 0 | 0 | 0 | 0 | 0 | 0 | 0 | 0 | 0 | 0 | 0 | 0 | 0 | 0 | 0 | 0 | 0 | 0 | 0 | 0 | 0 | 0 | 0 | 0 | 0 | 0 | 0 | 0 | 0 | 0 | 0 | 0 | 0 | 0 | 0 | 0 | 0 | 0 | 0 | 0 | 0 | 0 | 0 | 0 | 0 | 0 | 0 | 0 | 0 | 0 | 0 | 0 | 0 | 0 | 0 | 0
[19 empty] | Variable capex | Input | £000s | 0 | 0 | 0 | 0 | 0 | 0 | 0 | 0 | 0 | 0 | 0 | 0 | 0 | 0 | 0 | 0 | 0 | 0 | 0 | 0 | 0 | 0 | 0 | 0 | 0 | 0 | 0 | 0 | 0 | 0 | 0 | 0 | 0 | 0 | 0 | 0 | 0 | 0 | 0 | 0 | 0 | 0 | 0 | 0 | 0 | 0 | 0 | 0 | 0 | 0 | 0 | 0 | 0 | 0 | 0 | 0 | 0 | 0 | 0 | 0 | 0 | 0 | 0 | 0 | 0 | 0 | 0 | 0 | 0 | 0 | 0 | 0 | 0 | 0 | 0 | 0 | 0 | 0 | 0 | 0 | 0 | 0 | 0 | 0 | 0 | 0 | 0 | 0 | 0 | 0 | 0 | 0 | 0 | 0 | 0 | 0 | 0 | 0 | 0 | 0 | 0 | 0 | 0 | 0
[19 empty] | Financing costs | Input | £000s | 0 | 0 | 0 | 0 | 0 | 0 | 0 | 0 | 0 | 0 | 0 | 0 | 0 | 0 | 0 | 0 | 0 | 0 | 0 | 0 | 0 | 0 | 0 | 0 | 0 | 0 | 0 | 0 | 0 | 0 | 0 | 0 | 0 | 0 | 0 | 0 | 0 | 0 | 0 | 0 | 0 | 0 | 0 | 0 | 0 | 0 | 0 | 0 | 0 | 0 | 0 | 0 | 0 | 0 | 0 | 0 | 0 | 0 | 0 | 0 | 0 | 0 | 0 | 0 | 0 | 0 | 0 | 0 | 0 | 0 | 0 | 0 | 0 | 0 | 0 | 0 | 0 | 0 | 0 | 0
[19 empty] | Fixed opex | Input | £000s | 3329.1975 | 3329.3429 | 3329.4882 | 3329.6336 | 3329.7789 | 2447.1479 | 2447.2715 | 2447.395 | 2447.5186 | 2447.6421 | 2083.8752 | 2083.9802 | 2084.0853 | 2084.1903 | 2084.2953 | 1775.0934 | 1775.1827 | 1775.272 | 1775.3612 | 1775.4505 | 1512.6289 | 1512.7048 | 1512.7807 | 1512.8565 | 1512.9324 | 0 | 0 | 0 | 0 | 0 | 0 | 0 | 0 | 0 | 0 | 0 | 0 | 0 | 0 | 0 | 0 | 0 | 0 | 0 | 0 | 0 | 0 | 0 | 0 | 0 | 0 | 0 | 0 | 0 | 0 | 0 | 0 | 0 | 0 | 0 | 0 | 0 | 0 | 0 | 0 | 0 | 0 | 0 | 0 | 0 | 0 | 0 | 0 | 0 | 0 | 0 | 0 | 0 | 0 | 0 | 0 | 0 | 0 | 0 | 0 | 0 | 0 | 0 | 0 | 0 | 0 | 0 | 0 | 0 | 0 | 0 | 0 | 0 | 0 | 0 | 0 | 0 | 0 | 0
[19 empty] | Variable opex | Input | £000s | 0 | 0 | 0 | 0 | 0 | 0 | 0 | 0 | 0 | 0 | 0 | 0 | 0 | 0 | 0 | 0 | 0 | 0 | 0 | 0 | 0 | 0 | 0 | 0 | 0 | 0 | 0 | 0 | 0 | 0 | 0 | 0 | 0 | 0 | 0 | 0 | 0 | 0 | 0 | 0 | 0 | 0 | 0 | 0 | 0 | 0 | 0 | 0 | 0 | 0 | 0 | 0 | 0 | 0 | 0 | 0 | 0 | 0 | 0 | 0 | 0 | 0 | 0 | 0 | 0 | 0 | 0 | 0 | 0 | 0 | 0 | 0 | 0 | 0 | 0 | 0 | 0 | 0 | 0 | 0 | 0 | 0 | 0 | 0 | 0 | 0 | 0 | 0 | 0 | 0 | 0 | 0 | 0 | 0 | 0 | 0 | 0 | 0 | 0 | 0 | 0 | 0 | 0 | 0
[19 empty] | Opex savings | Input | £000s | 0 | 0 | 0 | 0 | 0 | 0 | 0 | 0 | 0 | 0 | 0 | 0 | 0 | 0 | 0 | 0 | 0 | 0 | 0 | 0 | 0 | 0 | 0 | 0 | 0 | 0 | 0 | 0 | 0 | 0 | 0 | 0 | 0 | 0 | 0 | 0 | 0 | 0 | 0 | 0 | 0 | 0 | 0 | 0 | 0 | 0 | 0 | 0 | 0 | 0 | 0 | 0 | 0 | 0 | 0 | 0 | 0 | 0 | 0 | 0 | 0 | 0 | 0 | 0 | 0 | 0 | 0 | 0 | 0 | 0 | 0 | 0 | 0 | 0 | 0 | 0 | 0 | 0 | 0 | 0 | 0 | 0 | 0 | 0 | 0 | 0 | 0 | 0 | 0 | 0 | 0 | 0 | 0 | 0 | 0 | 0 | 0 | 0 | 0 | 0 | 0 | 0 | 0 | 0
[19 empty] | Fixed env & social | Input | £000s | 0 | 0 | 0 | 0 | 0 | 0 | 0 | 0 | 0 | 0 | 0 | 0 | 0 | 0 | 0 | 0 | 0 | 0 | 0 | 0 | 0 | 0 | 0 | 0 | 0 | 0 | 0 | 0 | 0 | 0 | 0 | 0 | 0 | 0 | 0 | 0 | 0 | 0 | 0 | 0 | 0 | 0 | 0 | 0 | 0 | 0 | 0 | 0 | 0 | 0 | 0 | 0 | 0 | 0 | 0 | 0 | 0 | 0 | 0 | 0 | 0 | 0 | 0 | 0 | 0 | 0 | 0 | 0 | 0 | 0 | 0 | 0 | 0 | 0 | 0 | 0 | 0 | 0 | 0 | 0 | 0 | 0 | 0 | 0 | 0 | 0 | 0 | 0 | 0 | 0 | 0 | 0 | 0 | 0 | 0 | 0 | 0 | 0 | 0 | 0 | 0 | 0 | 0 | 0
[19 empty] | Variable env & social | Input | £000s | 0 | 0 | 0 | 0 | 0 | 0 | 0 | 0 | 0 | 0 | 0 | 0 | 0 | 0 | 0 | 0 | 0 | 0 | 0 | 0 | 0 | 0 | 0 | 0 | 0 | 0 | 0 | 0 | 0 | 0 | 0 | 0 | 0 | 0 | 0 | 0 | 0 | 0 | 0 | 0 | 0 | 0 | 0 | 0 | 0 | 0 | 0 | 0 | 0 | 0 | 0 | 0 | 0 | 0 | 0 | 0 | 0 | 0 | 0 | 0 | 0 | 0 | 0 | 0 | 0 | 0 | 0 | 0 | 0 | 0 | 0 | 0 | 0 | 0 | 0 | 0 | 0 | 0 | 0 | 0 | 0 | 0 | 0 | 0 | 0 | 0 | 0 | 0 | 0 | 0 | 0 | 0 | 0 | 0 | 0 | 0 | 0 | 0 | 0 | 0 | 0 | 0 | 0 | 0
[19 empty] | Fixed carbon costs | Input | £000s | 8.3852 | -0.64077 | -0.64077 | -0.64077 | -0.64077 | -0.64077 | -0.64077 | -0.64077 | -0.64077 | -0.64077 | -0.64077 | -0.64077 | -0.64077 | -0.64077 | -0.64077 | -0.64077 | -0.64077 | -0.64077 | -0.64077 | -0.64077 | -0.64077 | -0.64077 | -0.64077 | -0.64077 | -0.64077 | -0.64077 | -0.64077 | -0.64077 | -0.64077 | -0.64077 | -0.64077 | -0.64077 | -0.64077 | -0.64077 | -0.64077 | -0.64077 | -0.64077 | -0.64077 | -0.64077 | -0.64077 | -0.64077 | -0.64077 | -0.64077 | -0.64077 | -0.64077 | -0.64077 | -0.64077 | -0.64077 | -0.64077 | -0.64077 | -0.64077 | -0.64077 | -0.64077 | -0.64077 | -0.64077 | -0.64077 | -0.64077 | -0.64077 | -0.64077 | -0.64077 | -0.64077 | -0.64077 | -0.64077 | -0.64077 | -0.64077 | -0.64077 | -0.64077 | -0.64077 | -0.64077 | -0.64077 | -0.64077 | -0.64077 | -0.64077 | -0.64077 | -0.64077 | -0.64077 | -0.64077 | -0.64077 | -0.64077 | -0.64077 | 0 | 0 | 0 | 0 | 0 | 0 | 0 | 0 | 0 | 0 | 0 | 0 | 0 | 0 | 0 | 0 | 0 | 0 | 0 | 0 | 0 | 0 | 0 | 0
[19 empty] | Variable carbon costs | Input | £000s | 0 | 0 | 0 | 0 | 0 | 0 | 0 | 0 | 0 | 0 | 0 | 0 | 0 | 0 | 0 | 0 | 0 | 0 | 0 | 0 | 0 | 0 | 0 | 0 | 0 | 0 | 0 | 0 | 0 | 0 | 0 | 0 | 0 | 0 | 0 | 0 | 0 | 0 | 0 | 0 | 0 | 0 | 0 | 0 | 0 | 0 | 0 | 0 | 0 | 0 | 0 | 0 | 0 | 0 | 0 | 0 | 0 | 0 | 0 | 0 | 0 | 0 | 0 | 0 | 0 | 0 | 0 | 0 | 0 | 0 | 0 | 0 | 0 | 0 | 0 | 0 | 0 | 0 | 0 | 0 | 0 | 0 | 0 | 0 | 0 | 0 | 0 | 0 | 0 | 0 | 0 | 0 | 0 | 0 | 0 | 0 | 0 | 0 | 0 | 0 | 0 | 0 | 0 | 0
[19 empty] | Customer willingness to pay | Input | £000s | 0 | 0 | 0 | 0 | 0 | 0 | 0 | 0 | 0 | 0 | 0 | 0 | 0 | 0 | 0 | 0 | 0 | 0 | 0 | 0 | 0 | 0 | 0 | 0 | 0 | 0 | 0 | 0 | 0 | 0 | 0 | 0 | 0 | 0 | 0 | 0 | 0 | 0 | 0 | 0 | 0 | 0 | 0 | 0 | 0 | 0 | 0 | 0 | 0 | 0 | 0 | 0 | 0 | 0 | 0 | 0 | 0 | 0 | 0 | 0 | 0 | 0 | 0 | 0 | 0 | 0 | 0 | 0 | 0 | 0 | 0 | 0 | 0 | 0 | 0 | 0 | 0 | 0 | 0 | 0 | 0 | 0 | 0 | 0 | 0 | 0 | 0 | 0 | 0 | 0 | 0 | 0 | 0 | 0 | 0 | 0 | 0 | 0 | 0 | 0 | 0 | 0 | 0 | 0
[19 empty] | Total | Sum of above (excl WAFU) | £000s | 3337.5828 | 3328.7021 | 3328.8475 | 3328.9928 | 3329.1382 | 2446.5071 | 2446.6307 | 2446.7542 | 2446.8778 | 2447.0013 | 2083.2344 | 2083.3395 | 2083.4445 | 2083.5495 | 2083.6545 | 1774.4527 | 1774.5419 | 1774.6312 | 1774.7205 | 1774.8097 | 1511.9882 | 1512.064 | 1512.1399 | 1512.2158 | 1512.2917 | -0.64077 | -0.64077 | -0.64077 | -0.64077 | -0.64077 | -0.64077 | -0.64077 | -0.64077 | -0.64077 | -0.64077 | -0.64077 | -0.64077 | -0.64077 | -0.64077 | -0.64077 | -0.64077 | -0.64077 | -0.64077 | -0.64077 | -0.64077 | -0.64077 | -0.64077 | -0.64077 | -0.64077 | -0.64077 | -0.64077 | -0.64077 | -0.64077 | -0.64077 | -0.64077 | -0.64077 | -0.64077 | -0.64077 | -0.64077 | -0.64077 | -0.64077 | -0.64077 | -0.64077 | -0.64077 | -0.64077 | -0.64077 | -0.64077 | -0.64077 | -0.64077 | -0.64077 | -0.64077 | -0.64077 | -0.64077 | -0.64077 | -0.64077 | -0.64077 | -0.64077 | -0.64077 | -0.64077 | -0.64077 | 0 | 0 | 0 | 0 | 0 | 0 | 0 | 0 | 0 | 0 | 0 | 0 | 0 | 0 | 0 | 0 | 0 | 0 | 0 | 0 | 0 | 0 | 0 | 0
58.1x | SESW-LEA-073k: Increased ALC effort_k | SESW-LEA-073k | Active leakage management | N | 2020 | Capacity | 4 | 24825.1406 | 0 | 4361.8561 | 0 | 0.58315 | 0 | 4362.4392 | 17.5703 | 17.5727 |  |  | Gains in WAFU / Savings in demand | Input | Ml/d | 0 | 0 | 0 | 0 | 0 | 0 | 0 | 0 | 0 | 0 | 0.4 | 0.8 | 1.2 | 1.6 | 2 | 2.4 | 2.8 | 3.2 | 3.6 | 4 | 4 | 4 | 4 | 4 | 4 | 4 | 4 | 4 | 4 | 4 | 4 | 4 | 4 | 4 | 4 | 4 | 4 | 4 | 4 | 4 | 4 | 4 | 4 | 4 | 4 | 4 | 4 | 4 | 4 | 4 | 4 | 4 | 4 | 4 | 4 | 4 | 4 | 4 | 4 | 4 | 4 | 4 | 4 | 4 | 4 | 4 | 4 | 4 | 4 | 4 | 4 | 4 | 4 | 4 | 4 | 4 | 4 | 4 | 4 | 4 | 0 | 0 | 0 | 0 | 0 | 0 | 0 | 0 | 0 | 0 | 0 | 0 | 0 | 0 | 0 | 0 | 0 | 0 | 0 | 0 | 0 | 0 | 0 | 0
[19 empty] | Fixed capex | Input | £000s | 0 | 0 | 0 | 0 | 0 | 0 | 0 | 0 | 0 | 0 | 0 | 0 | 0 | 0 | 0 | 0 | 0 | 0 | 0 | 0 | 0 | 0 | 0 | 0 | 0 | 0 | 0 | 0 | 0 | 0 | 0 | 0 | 0 | 0 | 0 | 0 | 0 | 0 | 0 | 0 | 0 | 0 | 0 | 0 | 0 | 0 | 0 | 0 | 0 | 0 | 0 | 0 | 0 | 0 | 0 | 0 | 0 | 0 | 0 | 0 | 0 | 0 | 0 | 0 | 0 | 0 | 0 | 0 | 0 | 0 | 0 | 0 | 0 | 0 | 0 | 0 | 0 | 0 | 0 | 0 | 0 | 0 | 0 | 0 | 0 | 0 | 0 | 0 | 0 | 0 | 0 | 0 | 0 | 0 | 0 | 0 | 0 | 0 | 0 | 0 | 0 | 0 | 0 | 0
[19 empty] | Variable capex | Input | £000s | 0 | 0 | 0 | 0 | 0 | 0 | 0 | 0 | 0 | 0 | 0 | 0 | 0 | 0 | 0 | 0 | 0 | 0 | 0 | 0 | 0 | 0 | 0 | 0 | 0 | 0 | 0 | 0 | 0 | 0 | 0 | 0 | 0 | 0 | 0 | 0 | 0 | 0 | 0 | 0 | 0 | 0 | 0 | 0 | 0 | 0 | 0 | 0 | 0 | 0 | 0 | 0 | 0 | 0 | 0 | 0 | 0 | 0 | 0 | 0 | 0 | 0 | 0 | 0 | 0 | 0 | 0 | 0 | 0 | 0 | 0 | 0 | 0 | 0 | 0 | 0 | 0 | 0 | 0 | 0 | 0 | 0 | 0 | 0 | 0 | 0 | 0 | 0 | 0 | 0 | 0 | 0 | 0 | 0 | 0 | 0 | 0 | 0 | 0 | 0 | 0 | 0 | 0 | 0
[19 empty] | Financing costs | Input | £000s | 0 | 0 | 0 | 0 | 0 | 0 | 0 | 0 | 0 | 0 | 0 | 0 | 0 | 0 | 0 | 0 | 0 | 0 | 0 | 0 | 0 | 0 | 0 | 0 | 0 | 0 | 0 | 0 | 0 | 0 | 0 | 0 | 0 | 0 | 0 | 0 | 0 | 0 | 0 | 0 | 0 | 0 | 0 | 0 | 0 | 0 | 0 | 0 | 0 | 0 | 0 | 0 | 0 | 0 | 0 | 0 | 0 | 0 | 0 | 0 | 0 | 0 | 0 | 0 | 0 | 0 | 0 | 0 | 0 | 0 | 0 | 0 | 0 | 0 | 0 | 0 | 0 | 0 | 0 | 0
[19 empty] | Fixed opex | Input | £000s | 0 | 0 | 0 | 0 | 0 | 0 | 0 | 0 | 0 | 0 | 476.3352 | 497.1998 | 522.3944 | 552.5506 | 587.7761 | 629.4703 | 677.909 | 734.1122 | 799.0668 | 874.1074 | 210.5605 | 224.6888 | 239.356 | 254.5083 | 270.1552 | 0 | 0 | 0 | 0 | 0 | 0 | 0 | 0 | 0 | 0 | 0 | 0 | 0 | 0 | 0 | 0 | 0 | 0 | 0 | 0 | 0 | 0 | 0 | 0 | 0 | 0 | 0 | 0 | 0 | 0 | 0 | 0 | 0 | 0 | 0 | 0 | 0 | 0 | 0 | 0 | 0 | 0 | 0 | 0 | 0 | 0 | 0 | 0 | 0 | 0 | 0 | 0 | 0 | 0 | 0 | 0 | 0 | 0 | 0 | 0 | 0 | 0 | 0 | 0 | 0 | 0 | 0 | 0 | 0 | 0 | 0 | 0 | 0 | 0 | 0 | 0 | 0 | 0 | 0
[19 empty] | Variable opex | Input | £000s | 0 | 0 | 0 | 0 | 0 | 0 | 0 | 0 | 0 | 0 | 0 | 0 | 0 | 0 | 0 | 0 | 0 | 0 | 0 | 0 | 0 | 0 | 0 | 0 | 0 | 0 | 0 | 0 | 0 | 0 | 0 | 0 | 0 | 0 | 0 | 0 | 0 | 0 | 0 | 0 | 0 | 0 | 0 | 0 | 0 | 0 | 0 | 0 | 0 | 0 | 0 | 0 | 0 | 0 | 0 | 0 | 0 | 0 | 0 | 0 | 0 | 0 | 0 | 0 | 0 | 0 | 0 | 0 | 0 | 0 | 0 | 0 | 0 | 0 | 0 | 0 | 0 | 0 | 0 | 0 | 0 | 0 | 0 | 0 | 0 | 0 | 0 | 0 | 0 | 0 | 0 | 0 | 0 | 0 | 0 | 0 | 0 | 0 | 0 | 0 | 0 | 0 | 0 | 0
[19 empty] | Opex savings | Input | £000s | 0 | 0 | 0 | 0 | 0 | 0 | 0 | 0 | 0 | 0 | 0 | 0 | 0 | 0 | 0 | 0 | 0 | 0 | 0 | 0 | 0 | 0 | 0 | 0 | 0 | 0 | 0 | 0 | 0 | 0 | 0 | 0 | 0 | 0 | 0 | 0 | 0 | 0 | 0 | 0 | 0 | 0 | 0 | 0 | 0 | 0 | 0 | 0 | 0 | 0 | 0 | 0 | 0 | 0 | 0 | 0 | 0 | 0 | 0 | 0 | 0 | 0 | 0 | 0 | 0 | 0 | 0 | 0 | 0 | 0 | 0 | 0 | 0 | 0 | 0 | 0 | 0 | 0 | 0 | 0 | 0 | 0 | 0 | 0 | 0 | 0 | 0 | 0 | 0 | 0 | 0 | 0 | 0 | 0 | 0 | 0 | 0 | 0 | 0 | 0 | 0 | 0 | 0 | 0
[19 empty] | Fixed env & social | Input | £000s | 0 | 0 | 0 | 0 | 0 | 0 | 0 | 0 | 0 | 0 | 0 | 0 | 0 | 0 | 0 | 0 | 0 | 0 | 0 | 0 | 0 | 0 | 0 | 0 | 0 | 0 | 0 | 0 | 0 | 0 | 0 | 0 | 0 | 0 | 0 | 0 | 0 | 0 | 0 | 0 | 0 | 0 | 0 | 0 | 0 | 0 | 0 | 0 | 0 | 0 | 0 | 0 | 0 | 0 | 0 | 0 | 0 | 0 | 0 | 0 | 0 | 0 | 0 | 0 | 0 | 0 | 0 | 0 | 0 | 0 | 0 | 0 | 0 | 0 | 0 | 0 | 0 | 0 | 0 | 0 | 0 | 0 | 0 | 0 | 0 | 0 | 0 | 0 | 0 | 0 | 0 | 0 | 0 | 0 | 0 | 0 | 0 | 0 | 0 | 0 | 0 | 0 | 0 | 0
[19 empty] | Variable env & social | Input | £000s | 0 | 0 | 0 | 0 | 0 | 0 | 0 | 0 | 0 | 0 | 0 | 0 | 0 | 0 | 0 | 0 | 0 | 0 | 0 | 0 | 0 | 0 | 0 | 0 | 0 | 0 | 0 | 0 | 0 | 0 | 0 | 0 | 0 | 0 | 0 | 0 | 0 | 0 | 0 | 0 | 0 | 0 | 0 | 0 | 0 | 0 | 0 | 0 | 0 | 0 | 0 | 0 | 0 | 0 | 0 | 0 | 0 | 0 | 0 | 0 | 0 | 0 | 0 | 0 | 0 | 0 | 0 | 0 | 0 | 0 | 0 | 0 | 0 | 0 | 0 | 0 | 0 | 0 | 0 | 0 | 0 | 0 | 0 | 0 | 0 | 0 | 0 | 0 | 0 | 0 | 0 | 0 | 0 | 0 | 0 | 0 | 0 | 0 | 0 | 0 | 0 | 0 | 0 | 0
[19 empty] | Fixed carbon costs | Input | £000s | 0.02044 | 0.02044 | 0.02044 | 0.02044 | 0.02044 | 0.02044 | 0.02044 | 0.02044 | 0.02044 | 0.02044 | 0.02044 | 0.02044 | 0.02044 | 0.02044 | 0.02044 | 0.02044 | 0.02044 | 0.02044 | 0.02044 | 0.02044 | 0.02044 | 0.02044 | 0.02044 | 0.02044 | 0.02044 | 0.02044 | 0.02044 | 0.02044 | 0.02044 | 0.02044 | 0.02044 | 0.02044 | 0.02044 | 0.02044 | 0.02044 | 0.02044 | 0.02044 | 0.02044 | 0.02044 | 0.02044 | 0.02044 | 0.02044 | 0.02044 | 0.02044 | 0.02044 | 0.02044 | 0.02044 | 0.02044 | 0.02044 | 0.02044 | 0.02044 | 0.02044 | 0.02044 | 0.02044 | 0.02044 | 0.02044 | 0.02044 | 0.02044 | 0.02044 | 0.02044 | 0.02044 | 0.02044 | 0.02044 | 0.02044 | 0.02044 | 0.02044 | 0.02044 | 0.02044 | 0.02044 | 0.02044 | 0.02044 | 0.02044 | 0.02044 | 0.02044 | 0.02044 | 0.02044 | 0.02044 | 0.02044 | 0.02044 | 0.02044 | 0 | 0 | 0 | 0 | 0 | 0 | 0 | 0 | 0 | 0 | 0 | 0 | 0 | 0 | 0 | 0 | 0 | 0 | 0 | 0 | 0 | 0 | 0 | 0
[19 empty] | Variable carbon costs | Input | £000s | 0 | 0 | 0 | 0 | 0 | 0 | 0 | 0 | 0 | 0 | 0 | 0 | 0 | 0 | 0 | 0 | 0 | 0 | 0 | 0 | 0 | 0 | 0 | 0 | 0 | 0 | 0 | 0 | 0 | 0 | 0 | 0 | 0 | 0 | 0 | 0 | 0 | 0 | 0 | 0 | 0 | 0 | 0 | 0 | 0 | 0 | 0 | 0 | 0 | 0 | 0 | 0 | 0 | 0 | 0 | 0 | 0 | 0 | 0 | 0 | 0 | 0 | 0 | 0 | 0 | 0 | 0 | 0 | 0 | 0 | 0 | 0 | 0 | 0 | 0 | 0 | 0 | 0 | 0 | 0 | 0 | 0 | 0 | 0 | 0 | 0 | 0 | 0 | 0 | 0 | 0 | 0 | 0 | 0 | 0 | 0 | 0 | 0 | 0 | 0 | 0 | 0 | 0 | 0
[19 empty] | Customer willingness to pay | Input | £000s | 0 | 0 | 0 | 0 | 0 | 0 | 0 | 0 | 0 | 0 | 0 | 0 | 0 | 0 | 0 | 0 | 0 | 0 | 0 | 0 | 0 | 0 | 0 | 0 | 0 | 0 | 0 | 0 | 0 | 0 | 0 | 0 | 0 | 0 | 0 | 0 | 0 | 0 | 0 | 0 | 0 | 0 | 0 | 0 | 0 | 0 | 0 | 0 | 0 | 0 | 0 | 0 | 0 | 0 | 0 | 0 | 0 | 0 | 0 | 0 | 0 | 0 | 0 | 0 | 0 | 0 | 0 | 0 | 0 | 0 | 0 | 0 | 0 | 0 | 0 | 0 | 0 | 0 | 0 | 0 | 0 | 0 | 0 | 0 | 0 | 0 | 0 | 0 | 0 | 0 | 0 | 0 | 0 | 0 | 0 | 0 | 0 | 0 | 0 | 0 | 0 | 0 | 0 | 0
[19 empty] | Total | Sum of above (excl WAFU) | £000s | 0.02044 | 0.02044 | 0.02044 | 0.02044 | 0.02044 | 0.02044 | 0.02044 | 0.02044 | 0.02044 | 0.02044 | 476.3556 | 497.2203 | 522.4148 | 552.5711 | 587.7965 | 629.4907 | 677.9294 | 734.1327 | 799.0872 | 874.1279 | 210.5809 | 224.7092 | 239.3764 | 254.5287 | 270.1756 | 0.02044 | 0.02044 | 0.02044 | 0.02044 | 0.02044 | 0.02044 | 0.02044 | 0.02044 | 0.02044 | 0.02044 | 0.02044 | 0.02044 | 0.02044 | 0.02044 | 0.02044 | 0.02044 | 0.02044 | 0.02044 | 0.02044 | 0.02044 | 0.02044 | 0.02044 | 0.02044 | 0.02044 | 0.02044 | 0.02044 | 0.02044 | 0.02044 | 0.02044 | 0.02044 | 0.02044 | 0.02044 | 0.02044 | 0.02044 | 0.02044 | 0.02044 | 0.02044 | 0.02044 | 0.02044 | 0.02044 | 0.02044 | 0.02044 | 0.02044 | 0.02044 | 0.02044 | 0.02044 | 0.02044 | 0.02044 | 0.02044 | 0.02044 | 0.02044 | 0.02044 | 0.02044 | 0.02044 | 0.02044 | 0 | 0 | 0 | 0 | 0 | 0 | 0 | 0 | 0 | 0 | 0 | 0 | 0 | 0 | 0 | 0 | 0 | 0 | 0 | 0 | 0 | 0 | 0 | 0
58.1x | SESW-LEA-073j: Increased ALC effort_j | SESW-LEA-073j | Active leakage management | N | 2020 | Capacity | 4 | 29769.8491 | 0 | 5232.5919 | 0 | 0.62522 | 0 | 5233.2172 | 17.5768 | 17.5789 |  |  | Gains in WAFU / Savings in demand | Input | Ml/d | 0 | 0 | 0 | 0 | 0 | 0.4 | 0.8 | 1.2 | 1.6 | 2 | 2.4 | 2.8 | 3.2 | 3.6 | 4 | 4 | 4 | 4 | 4 | 4 | 4 | 4 | 4 | 4 | 4 | 4 | 4 | 4 | 4 | 4 | 4 | 4 | 4 | 4 | 4 | 4 | 4 | 4 | 4 | 4 | 4 | 4 | 4 | 4 | 4 | 4 | 4 | 4 | 4 | 4 | 4 | 4 | 4 | 4 | 4 | 4 | 4 | 4 | 4 | 4 | 4 | 4 | 4 | 4 | 4 | 4 | 4 | 4 | 4 | 4 | 4 | 4 | 4 | 4 | 4 | 4 | 4 | 4 | 4 | 4 | 0 | 0 | 0 | 0 | 0 | 0 | 0 | 0 | 0 | 0 | 0 | 0 | 0 | 0 | 0 | 0 | 0 | 0 | 0 | 0 | 0 | 0 | 0 | 0
[19 empty] | Fixed capex | Input | £000s | 0 | 0 | 0 | 0 | 0 | 0 | 0 | 0 | 0 | 0 | 0 | 0 | 0 | 0 | 0 | 0 | 0 | 0 | 0 | 0 | 0 | 0 | 0 | 0 | 0 | 0 | 0 | 0 | 0 | 0 | 0 | 0 | 0 | 0 | 0 | 0 | 0 | 0 | 0 | 0 | 0 | 0 | 0 | 0 | 0 | 0 | 0 | 0 | 0 | 0 | 0 | 0 | 0 | 0 | 0 | 0 | 0 | 0 | 0 | 0 | 0 | 0 | 0 | 0 | 0 | 0 | 0 | 0 | 0 | 0 | 0 | 0 | 0 | 0 | 0 | 0 | 0 | 0 | 0 | 0 | 0 | 0 | 0 | 0 | 0 | 0 | 0 | 0 | 0 | 0 | 0 | 0 | 0 | 0 | 0 | 0 | 0 | 0 | 0 | 0 | 0 | 0 | 0 | 0
[19 empty] | Variable capex | Input | £000s | 0 | 0 | 0 | 0 | 0 | 0 | 0 | 0 | 0 | 0 | 0 | 0 | 0 | 0 | 0 | 0 | 0 | 0 | 0 | 0 | 0 | 0 | 0 | 0 | 0 | 0 | 0 | 0 | 0 | 0 | 0 | 0 | 0 | 0 | 0 | 0 | 0 | 0 | 0 | 0 | 0 | 0 | 0 | 0 | 0 | 0 | 0 | 0 | 0 | 0 | 0 | 0 | 0 | 0 | 0 | 0 | 0 | 0 | 0 | 0 | 0 | 0 | 0 | 0 | 0 | 0 | 0 | 0 | 0 | 0 | 0 | 0 | 0 | 0 | 0 | 0 | 0 | 0 | 0 | 0 | 0 | 0 | 0 | 0 | 0 | 0 | 0 | 0 | 0 | 0 | 0 | 0 | 0 | 0 | 0 | 0 | 0 | 0 | 0 | 0 | 0 | 0 | 0 | 0
[19 empty] | Financing costs | Input | £000s | 0 | 0 | 0 | 0 | 0 | 0 | 0 | 0 | 0 | 0 | 0 | 0 | 0 | 0 | 0 | 0 | 0 | 0 | 0 | 0 | 0 | 0 | 0 | 0 | 0 | 0 | 0 | 0 | 0 | 0 | 0 | 0 | 0 | 0 | 0 | 0 | 0 | 0 | 0 | 0 | 0 | 0 | 0 | 0 | 0 | 0 | 0 | 0 | 0 | 0 | 0 | 0 | 0 | 0 | 0 | 0 | 0 | 0 | 0 | 0 | 0 | 0 | 0 | 0 | 0 | 0 | 0 | 0 | 0 | 0 | 0 | 0 | 0 | 0 | 0 | 0 | 0 | 0 | 0 | 0
[19 empty] | Fixed opex | Input | £000s | 0 | 0 | 0 | 0 | 0 | 460.0845 | 476.3388 | 496.316 | 520.7463 | 549.7671 | 583.8797 | 623.7581 | 670.1953 | 724.1886 | 786.0004 | 146.2623 | 158.1467 | 170.5133 | 183.3475 | 196.735 | 210.5605 | 224.6888 | 239.356 | 254.5083 | 270.1552 | 0 | 0 | 0 | 0 | 0 | 0 | 0 | 0 | 0 | 0 | 0 | 0 | 0 | 0 | 0 | 0 | 0 | 0 | 0 | 0 | 0 | 0 | 0 | 0 | 0 | 0 | 0 | 0 | 0 | 0 | 0 | 0 | 0 | 0 | 0 | 0 | 0 | 0 | 0 | 0 | 0 | 0 | 0 | 0 | 0 | 0 | 0 | 0 | 0 | 0 | 0 | 0 | 0 | 0 | 0 | 0 | 0 | 0 | 0 | 0 | 0 | 0 | 0 | 0 | 0 | 0 | 0 | 0 | 0 | 0 | 0 | 0 | 0 | 0 | 0 | 0 | 0 | 0 | 0
[19 empty] | Variable opex | Input | £000s | 0 | 0 | 0 | 0 | 0 | 0 | 0 | 0 | 0 | 0 | 0 | 0 | 0 | 0 | 0 | 0 | 0 | 0 | 0 | 0 | 0 | 0 | 0 | 0 | 0 | 0 | 0 | 0 | 0 | 0 | 0 | 0 | 0 | 0 | 0 | 0 | 0 | 0 | 0 | 0 | 0 | 0 | 0 | 0 | 0 | 0 | 0 | 0 | 0 | 0 | 0 | 0 | 0 | 0 | 0 | 0 | 0 | 0 | 0 | 0 | 0 | 0 | 0 | 0 | 0 | 0 | 0 | 0 | 0 | 0 | 0 | 0 | 0 | 0 | 0 | 0 | 0 | 0 | 0 | 0 | 0 | 0 | 0 | 0 | 0 | 0 | 0 | 0 | 0 | 0 | 0 | 0 | 0 | 0 | 0 | 0 | 0 | 0 | 0 | 0 | 0 | 0 | 0 | 0
[19 empty] | Opex savings | Input | £000s | 0 | 0 | 0 | 0 | 0 | 0 | 0 | 0 | 0 | 0 | 0 | 0 | 0 | 0 | 0 | 0 | 0 | 0 | 0 | 0 | 0 | 0 | 0 | 0 | 0 | 0 | 0 | 0 | 0 | 0 | 0 | 0 | 0 | 0 | 0 | 0 | 0 | 0 | 0 | 0 | 0 | 0 | 0 | 0 | 0 | 0 | 0 | 0 | 0 | 0 | 0 | 0 | 0 | 0 | 0 | 0 | 0 | 0 | 0 | 0 | 0 | 0 | 0 | 0 | 0 | 0 | 0 | 0 | 0 | 0 | 0 | 0 | 0 | 0 | 0 | 0 | 0 | 0 | 0 | 0 | 0 | 0 | 0 | 0 | 0 | 0 | 0 | 0 | 0 | 0 | 0 | 0 | 0 | 0 | 0 | 0 | 0 | 0 | 0 | 0 | 0 | 0 | 0 | 0
[19 empty] | Fixed env & social | Input | £000s | 0 | 0 | 0 | 0 | 0 | 0 | 0 | 0 | 0 | 0 | 0 | 0 | 0 | 0 | 0 | 0 | 0 | 0 | 0 | 0 | 0 | 0 | 0 | 0 | 0 | 0 | 0 | 0 | 0 | 0 | 0 | 0 | 0 | 0 | 0 | 0 | 0 | 0 | 0 | 0 | 0 | 0 | 0 | 0 | 0 | 0 | 0 | 0 | 0 | 0 | 0 | 0 | 0 | 0 | 0 | 0 | 0 | 0 | 0 | 0 | 0 | 0 | 0 | 0 | 0 | 0 | 0 | 0 | 0 | 0 | 0 | 0 | 0 | 0 | 0 | 0 | 0 | 0 | 0 | 0 | 0 | 0 | 0 | 0 | 0 | 0 | 0 | 0 | 0 | 0 | 0 | 0 | 0 | 0 | 0 | 0 | 0 | 0 | 0 | 0 | 0 | 0 | 0 | 0
[19 empty] | Variable env & social | Input | £000s | 0 | 0 | 0 | 0 | 0 | 0 | 0 | 0 | 0 | 0 | 0 | 0 | 0 | 0 | 0 | 0 | 0 | 0 | 0 | 0 | 0 | 0 | 0 | 0 | 0 | 0 | 0 | 0 | 0 | 0 | 0 | 0 | 0 | 0 | 0 | 0 | 0 | 0 | 0 | 0 | 0 | 0 | 0 | 0 | 0 | 0 | 0 | 0 | 0 | 0 | 0 | 0 | 0 | 0 | 0 | 0 | 0 | 0 | 0 | 0 | 0 | 0 | 0 | 0 | 0 | 0 | 0 | 0 | 0 | 0 | 0 | 0 | 0 | 0 | 0 | 0 | 0 | 0 | 0 | 0 | 0 | 0 | 0 | 0 | 0 | 0 | 0 | 0 | 0 | 0 | 0 | 0 | 0 | 0 | 0 | 0 | 0 | 0 | 0 | 0 | 0 | 0 | 0 | 0
[19 empty] | Fixed carbon costs | Input | £000s | 0.021914 | 0.021914 | 0.021914 | 0.021914 | 0.021914 | 0.021914 | 0.021914 | 0.021914 | 0.021914 | 0.021914 | 0.021914 | 0.021914 | 0.021914 | 0.021914 | 0.021914 | 0.021914 | 0.021914 | 0.021914 | 0.021914 | 0.021914 | 0.021914 | 0.021914 | 0.021914 | 0.021914 | 0.021914 | 0.021914 | 0.021914 | 0.021914 | 0.021914 | 0.021914 | 0.021914 | 0.021914 | 0.021914 | 0.021914 | 0.021914 | 0.021914 | 0.021914 | 0.021914 | 0.021914 | 0.021914 | 0.021914 | 0.021914 | 0.021914 | 0.021914 | 0.021914 | 0.021914 | 0.021914 | 0.021914 | 0.021914 | 0.021914 | 0.021914 | 0.021914 | 0.021914 | 0.021914 | 0.021914 | 0.021914 | 0.021914 | 0.021914 | 0.021914 | 0.021914 | 0.021914 | 0.021914 | 0.021914 | 0.021914 | 0.021914 | 0.021914 | 0.021914 | 0.021914 | 0.021914 | 0.021914 | 0.021914 | 0.021914 | 0.021914 | 0.021914 | 0.021914 | 0.021914 | 0.021914 | 0.021914 | 0.021914 | 0.021914 | 0 | 0 | 0 | 0 | 0 | 0 | 0 | 0 | 0 | 0 | 0 | 0 | 0 | 0 | 0 | 0 | 0 | 0 | 0 | 0 | 0 | 0 | 0 | 0
[19 empty] | Variable carbon costs | Input | £000s | 0 | 0 | 0 | 0 | 0 | 0 | 0 | 0 | 0 | 0 | 0 | 0 | 0 | 0 | 0 | 0 | 0 | 0 | 0 | 0 | 0 | 0 | 0 | 0 | 0 | 0 | 0 | 0 | 0 | 0 | 0 | 0 | 0 | 0 | 0 | 0 | 0 | 0 | 0 | 0 | 0 | 0 | 0 | 0 | 0 | 0 | 0 | 0 | 0 | 0 | 0 | 0 | 0 | 0 | 0 | 0 | 0 | 0 | 0 | 0 | 0 | 0 | 0 | 0 | 0 | 0 | 0 | 0 | 0 | 0 | 0 | 0 | 0 | 0 | 0 | 0 | 0 | 0 | 0 | 0 | 0 | 0 | 0 | 0 | 0 | 0 | 0 | 0 | 0 | 0 | 0 | 0 | 0 | 0 | 0 | 0 | 0 | 0 | 0 | 0 | 0 | 0 | 0 | 0
[19 empty] | Customer willingness to pay | Input | £000s | 0 | 0 | 0 | 0 | 0 | 0 | 0 | 0 | 0 | 0 | 0 | 0 | 0 | 0 | 0 | 0 | 0 | 0 | 0 | 0 | 0 | 0 | 0 | 0 | 0 | 0 | 0 | 0 | 0 | 0 | 0 | 0 | 0 | 0 | 0 | 0 | 0 | 0 | 0 | 0 | 0 | 0 | 0 | 0 | 0 | 0 | 0 | 0 | 0 | 0 | 0 | 0 | 0 | 0 | 0 | 0 | 0 | 0 | 0 | 0 | 0 | 0 | 0 | 0 | 0 | 0 | 0 | 0 | 0 | 0 | 0 | 0 | 0 | 0 | 0 | 0 | 0 | 0 | 0 | 0 | 0 | 0 | 0 | 0 | 0 | 0 | 0 | 0 | 0 | 0 | 0 | 0 | 0 | 0 | 0 | 0 | 0 | 0 | 0 | 0 | 0 | 0 | 0 | 0
[19 empty] | Total | Sum of above (excl WAFU) | £000s | 0.021914 | 0.021914 | 0.021914 | 0.021914 | 0.021914 | 460.1064 | 476.3607 | 496.338 | 520.7682 | 549.789 | 583.9016 | 623.78 | 670.2173 | 724.2105 | 786.0223 | 146.2842 | 158.1686 | 170.5352 | 183.3694 | 196.7569 | 210.5824 | 224.7107 | 239.3779 | 254.5302 | 270.1771 | 0.021914 | 0.021914 | 0.021914 | 0.021914 | 0.021914 | 0.021914 | 0.021914 | 0.021914 | 0.021914 | 0.021914 | 0.021914 | 0.021914 | 0.021914 | 0.021914 | 0.021914 | 0.021914 | 0.021914 | 0.021914 | 0.021914 | 0.021914 | 0.021914 | 0.021914 | 0.021914 | 0.021914 | 0.021914 | 0.021914 | 0.021914 | 0.021914 | 0.021914 | 0.021914 | 0.021914 | 0.021914 | 0.021914 | 0.021914 | 0.021914 | 0.021914 | 0.021914 | 0.021914 | 0.021914 | 0.021914 | 0.021914 | 0.021914 | 0.021914 | 0.021914 | 0.021914 | 0.021914 | 0.021914 | 0.021914 | 0.021914 | 0.021914 | 0.021914 | 0.021914 | 0.021914 | 0.021914 | 0.021914 | 0 | 0 | 0 | 0 | 0 | 0 | 0 | 0 | 0 | 0 | 0 | 0 | 0 | 0 | 0 | 0 | 0 | 0 | 0 | 0 | 0 | 0 | 0 | 0
58.1x | SESW-LEA-073i: Increased ALC effort_i | SESW-LEA-073i | Active leakage management | N | 2020 | Capacity | 4 | 35642.6116 | 0 | 6073.8597 | 0 | 0.65377 | 0 | 6074.5134 | 17.041 | 17.0428 |  |  | Gains in WAFU / Savings in demand | Input | Ml/d | 0.4 | 0.8 | 1.2 | 1.6 | 2 | 2.4 | 2.8 | 3.2 | 3.6 | 4 | 4 | 4 | 4 | 4 | 4 | 4 | 4 | 4 | 4 | 4 | 4 | 4 | 4 | 4 | 4 | 4 | 4 | 4 | 4 | 4 | 4 | 4 | 4 | 4 | 4 | 4 | 4 | 4 | 4 | 4 | 4 | 4 | 4 | 4 | 4 | 4 | 4 | 4 | 4 | 4 | 4 | 4 | 4 | 4 | 4 | 4 | 4 | 4 | 4 | 4 | 4 | 4 | 4 | 4 | 4 | 4 | 4 | 4 | 4 | 4 | 4 | 4 | 4 | 4 | 4 | 4 | 4 | 4 | 4 | 4 | 0 | 0 | 0 | 0 | 0 | 0 | 0 | 0 | 0 | 0 | 0 | 0 | 0 | 0 | 0 | 0 | 0 | 0 | 0 | 0 | 0 | 0 | 0 | 0
[19 empty] | Fixed capex | Input | £000s | 0 | 0 | 0 | 0 | 0 | 0 | 0 | 0 | 0 | 0 | 0 | 0 | 0 | 0 | 0 | 0 | 0 | 0 | 0 | 0 | 0 | 0 | 0 | 0 | 0 | 0 | 0 | 0 | 0 | 0 | 0 | 0 | 0 | 0 | 0 | 0 | 0 | 0 | 0 | 0 | 0 | 0 | 0 | 0 | 0 | 0 | 0 | 0 | 0 | 0 | 0 | 0 | 0 | 0 | 0 | 0 | 0 | 0 | 0 | 0 | 0 | 0 | 0 | 0 | 0 | 0 | 0 | 0 | 0 | 0 | 0 | 0 | 0 | 0 | 0 | 0 | 0 | 0 | 0 | 0 | 0 | 0 | 0 | 0 | 0 | 0 | 0 | 0 | 0 | 0 | 0 | 0 | 0 | 0 | 0 | 0 | 0 | 0 | 0 | 0 | 0 | 0 | 0 | 0
[19 empty] | Variable capex | Input | £000s | 0 | 0 | 0 | 0 | 0 | 0 | 0 | 0 | 0 | 0 | 0 | 0 | 0 | 0 | 0 | 0 | 0 | 0 | 0 | 0 | 0 | 0 | 0 | 0 | 0 | 0 | 0 | 0 | 0 | 0 | 0 | 0 | 0 | 0 | 0 | 0 | 0 | 0 | 0 | 0 | 0 | 0 | 0 | 0 | 0 | 0 | 0 | 0 | 0 | 0 | 0 | 0 | 0 | 0 | 0 | 0 | 0 | 0 | 0 | 0 | 0 | 0 | 0 | 0 | 0 | 0 | 0 | 0 | 0 | 0 | 0 | 0 | 0 | 0 | 0 | 0 | 0 | 0 | 0 | 0 | 0 | 0 | 0 | 0 | 0 | 0 | 0 | 0 | 0 | 0 | 0 | 0 | 0 | 0 | 0 | 0 | 0 | 0 | 0 | 0 | 0 | 0 | 0 | 0
[19 empty] | Financing costs | Input | £000s | 0 | 0 | 0 | 0 | 0 | 0 | 0 | 0 | 0 | 0 | 0 | 0 | 0 | 0 | 0 | 0 | 0 | 0 | 0 | 0 | 0 | 0 | 0 | 0 | 0 | 0 | 0 | 0 | 0 | 0 | 0 | 0 | 0 | 0 | 0 | 0 | 0 | 0 | 0 | 0 | 0 | 0 | 0 | 0 | 0 | 0 | 0 | 0 | 0 | 0 | 0 | 0 | 0 | 0 | 0 | 0 | 0 | 0 | 0 | 0 | 0 | 0 | 0 | 0 | 0 | 0 | 0 | 0 | 0 | 0 | 0 | 0 | 0 | 0 | 0 | 0 | 0 | 0 | 0 | 0
[19 empty] | Fixed opex | Input | £000s | 446.0611 | 458.4005 | 474.0052 | 493.3128 | 516.7027 | 544.4881 | 577.2692 | 615.6389 | 660.795 | 712.9213 | 93.7003 | 103.3753 | 113.5099 | 124.0372 | 134.7235 | 146.2623 | 158.1467 | 170.5133 | 183.3475 | 196.735 | 210.5605 | 224.6888 | 239.356 | 254.5083 | 270.1552 | 0 | 0 | 0 | 0 | 0 | 0 | 0 | 0 | 0 | 0 | 0 | 0 | 0 | 0 | 0 | 0 | 0 | 0 | 0 | 0 | 0 | 0 | 0 | 0 | 0 | 0 | 0 | 0 | 0 | 0 | 0 | 0 | 0 | 0 | 0 | 0 | 0 | 0 | 0 | 0 | 0 | 0 | 0 | 0 | 0 | 0 | 0 | 0 | 0 | 0 | 0 | 0 | 0 | 0 | 0 | 0 | 0 | 0 | 0 | 0 | 0 | 0 | 0 | 0 | 0 | 0 | 0 | 0 | 0 | 0 | 0 | 0 | 0 | 0 | 0 | 0 | 0 | 0 | 0
[19 empty] | Variable opex | Input | £000s | 0 | 0 | 0 | 0 | 0 | 0 | 0 | 0 | 0 | 0 | 0 | 0 | 0 | 0 | 0 | 0 | 0 | 0 | 0 | 0 | 0 | 0 | 0 | 0 | 0 | 0 | 0 | 0 | 0 | 0 | 0 | 0 | 0 | 0 | 0 | 0 | 0 | 0 | 0 | 0 | 0 | 0 | 0 | 0 | 0 | 0 | 0 | 0 | 0 | 0 | 0 | 0 | 0 | 0 | 0 | 0 | 0 | 0 | 0 | 0 | 0 | 0 | 0 | 0 | 0 | 0 | 0 | 0 | 0 | 0 | 0 | 0 | 0 | 0 | 0 | 0 | 0 | 0 | 0 | 0 | 0 | 0 | 0 | 0 | 0 | 0 | 0 | 0 | 0 | 0 | 0 | 0 | 0 | 0 | 0 | 0 | 0 | 0 | 0 | 0 | 0 | 0 | 0 | 0
[19 empty] | Opex savings | Input | £000s | 0 | 0 | 0 | 0 | 0 | 0 | 0 | 0 | 0 | 0 | 0 | 0 | 0 | 0 | 0 | 0 | 0 | 0 | 0 | 0 | 0 | 0 | 0 | 0 | 0 | 0 | 0 | 0 | 0 | 0 | 0 | 0 | 0 | 0 | 0 | 0 | 0 | 0 | 0 | 0 | 0 | 0 | 0 | 0 | 0 | 0 | 0 | 0 | 0 | 0 | 0 | 0 | 0 | 0 | 0 | 0 | 0 | 0 | 0 | 0 | 0 | 0 | 0 | 0 | 0 | 0 | 0 | 0 | 0 | 0 | 0 | 0 | 0 | 0 | 0 | 0 | 0 | 0 | 0 | 0 | 0 | 0 | 0 | 0 | 0 | 0 | 0 | 0 | 0 | 0 | 0 | 0 | 0 | 0 | 0 | 0 | 0 | 0 | 0 | 0 | 0 | 0 | 0 | 0
[19 empty] | Fixed env & social | Input | £000s | 0 | 0 | 0 | 0 | 0 | 0 | 0 | 0 | 0 | 0 | 0 | 0 | 0 | 0 | 0 | 0 | 0 | 0 | 0 | 0 | 0 | 0 | 0 | 0 | 0 | 0 | 0 | 0 | 0 | 0 | 0 | 0 | 0 | 0 | 0 | 0 | 0 | 0 | 0 | 0 | 0 | 0 | 0 | 0 | 0 | 0 | 0 | 0 | 0 | 0 | 0 | 0 | 0 | 0 | 0 | 0 | 0 | 0 | 0 | 0 | 0 | 0 | 0 | 0 | 0 | 0 | 0 | 0 | 0 | 0 | 0 | 0 | 0 | 0 | 0 | 0 | 0 | 0 | 0 | 0 | 0 | 0 | 0 | 0 | 0 | 0 | 0 | 0 | 0 | 0 | 0 | 0 | 0 | 0 | 0 | 0 | 0 | 0 | 0 | 0 | 0 | 0 | 0 | 0
[19 empty] | Variable env & social | Input | £000s | 0 | 0 | 0 | 0 | 0 | 0 | 0 | 0 | 0 | 0 | 0 | 0 | 0 | 0 | 0 | 0 | 0 | 0 | 0 | 0 | 0 | 0 | 0 | 0 | 0 | 0 | 0 | 0 | 0 | 0 | 0 | 0 | 0 | 0 | 0 | 0 | 0 | 0 | 0 | 0 | 0 | 0 | 0 | 0 | 0 | 0 | 0 | 0 | 0 | 0 | 0 | 0 | 0 | 0 | 0 | 0 | 0 | 0 | 0 | 0 | 0 | 0 | 0 | 0 | 0 | 0 | 0 | 0 | 0 | 0 | 0 | 0 | 0 | 0 | 0 | 0 | 0 | 0 | 0 | 0 | 0 | 0 | 0 | 0 | 0 | 0 | 0 | 0 | 0 | 0 | 0 | 0 | 0 | 0 | 0 | 0 | 0 | 0 | 0 | 0 | 0 | 0 | 0 | 0
[19 empty] | Fixed carbon costs | Input | £000s | 0.022915 | 0.022915 | 0.022915 | 0.022915 | 0.022915 | 0.022915 | 0.022915 | 0.022915 | 0.022915 | 0.022915 | 0.022915 | 0.022915 | 0.022915 | 0.022915 | 0.022915 | 0.022915 | 0.022915 | 0.022915 | 0.022915 | 0.022915 | 0.022915 | 0.022915 | 0.022915 | 0.022915 | 0.022915 | 0.022915 | 0.022915 | 0.022915 | 0.022915 | 0.022915 | 0.022915 | 0.022915 | 0.022915 | 0.022915 | 0.022915 | 0.022915 | 0.022915 | 0.022915 | 0.022915 | 0.022915 | 0.022915 | 0.022915 | 0.022915 | 0.022915 | 0.022915 | 0.022915 | 0.022915 | 0.022915 | 0.022915 | 0.022915 | 0.022915 | 0.022915 | 0.022915 | 0.022915 | 0.022915 | 0.022915 | 0.022915 | 0.022915 | 0.022915 | 0.022915 | 0.022915 | 0.022915 | 0.022915 | 0.022915 | 0.022915 | 0.022915 | 0.022915 | 0.022915 | 0.022915 | 0.022915 | 0.022915 | 0.022915 | 0.022915 | 0.022915 | 0.022915 | 0.022915 | 0.022915 | 0.022915 | 0.022915 | 0.022915 | 0 | 0 | 0 | 0 | 0 | 0 | 0 | 0 | 0 | 0 | 0 | 0 | 0 | 0 | 0 | 0 | 0 | 0 | 0 | 0 | 0 | 0 | 0 | 0
[19 empty] | Variable carbon costs | Input | £000s | 0 | 0 | 0 | 0 | 0 | 0 | 0 | 0 | 0 | 0 | 0 | 0 | 0 | 0 | 0 | 0 | 0 | 0 | 0 | 0 | 0 | 0 | 0 | 0 | 0 | 0 | 0 | 0 | 0 | 0 | 0 | 0 | 0 | 0 | 0 | 0 | 0 | 0 | 0 | 0 | 0 | 0 | 0 | 0 | 0 | 0 | 0 | 0 | 0 | 0 | 0 | 0 | 0 | 0 | 0 | 0 | 0 | 0 | 0 | 0 | 0 | 0 | 0 | 0 | 0 | 0 | 0 | 0 | 0 | 0 | 0 | 0 | 0 | 0 | 0 | 0 | 0 | 0 | 0 | 0 | 0 | 0 | 0 | 0 | 0 | 0 | 0 | 0 | 0 | 0 | 0 | 0 | 0 | 0 | 0 | 0 | 0 | 0 | 0 | 0 | 0 | 0 | 0 | 0
[19 empty] | Customer willingness to pay | Input | £000s | 0 | 0 | 0 | 0 | 0 | 0 | 0 | 0 | 0 | 0 | 0 | 0 | 0 | 0 | 0 | 0 | 0 | 0 | 0 | 0 | 0 | 0 | 0 | 0 | 0 | 0 | 0 | 0 | 0 | 0 | 0 | 0 | 0 | 0 | 0 | 0 | 0 | 0 | 0 | 0 | 0 | 0 | 0 | 0 | 0 | 0 | 0 | 0 | 0 | 0 | 0 | 0 | 0 | 0 | 0 | 0 | 0 | 0 | 0 | 0 | 0 | 0 | 0 | 0 | 0 | 0 | 0 | 0 | 0 | 0 | 0 | 0 | 0 | 0 | 0 | 0 | 0 | 0 | 0 | 0 | 0 | 0 | 0 | 0 | 0 | 0 | 0 | 0 | 0 | 0 | 0 | 0 | 0 | 0 | 0 | 0 | 0 | 0 | 0 | 0 | 0 | 0 | 0 | 0
[19 empty] | Total | Sum of above (excl WAFU) | £000s | 446.084 | 458.4235 | 474.0281 | 493.3358 | 516.7256 | 544.511 | 577.2921 | 615.6618 | 660.8179 | 712.9442 | 93.7232 | 103.3983 | 113.5329 | 124.0602 | 134.7464 | 146.2852 | 158.1696 | 170.5362 | 183.3704 | 196.7579 | 210.5834 | 224.7117 | 239.3789 | 254.5312 | 270.1781 | 0.022915 | 0.022915 | 0.022915 | 0.022915 | 0.022915 | 0.022915 | 0.022915 | 0.022915 | 0.022915 | 0.022915 | 0.022915 | 0.022915 | 0.022915 | 0.022915 | 0.022915 | 0.022915 | 0.022915 | 0.022915 | 0.022915 | 0.022915 | 0.022915 | 0.022915 | 0.022915 | 0.022915 | 0.022915 | 0.022915 | 0.022915 | 0.022915 | 0.022915 | 0.022915 | 0.022915 | 0.022915 | 0.022915 | 0.022915 | 0.022915 | 0.022915 | 0.022915 | 0.022915 | 0.022915 | 0.022915 | 0.022915 | 0.022915 | 0.022915 | 0.022915 | 0.022915 | 0.022915 | 0.022915 | 0.022915 | 0.022915 | 0.022915 | 0.022915 | 0.022915 | 0.022915 | 0.022915 | 0.022915 | 0 | 0 | 0 | 0 | 0 | 0 | 0 | 0 | 0 | 0 | 0 | 0 | 0 | 0 | 0 | 0 | 0 | 0 | 0 | 0 | 0 | 0 | 0 | 0
58.1x | SESW-LEA-073h: Increased ALC effort_h | SESW-LEA-073h | Active leakage management | N | 2020 | Capacity | 2 | 13542.6931 | 0 | 2082.5942 | 0 | 0.26618 | 0 | 2082.8603 | 15.378 | 15.38 |  |  | Gains in WAFU / Savings in demand | Input | Ml/d | 0 | 0 | 0 | 0 | 0 | 0 | 0 | 0 | 0 | 0 | 0.4 | 0.8 | 1.2 | 1.6 | 2 | 2 | 2 | 2 | 2 | 2 | 2 | 2 | 2 | 2 | 2 | 2 | 2 | 2 | 2 | 2 | 2 | 2 | 2 | 2 | 2 | 2 | 2 | 2 | 2 | 2 | 2 | 2 | 2 | 2 | 2 | 2 | 2 | 2 | 2 | 2 | 2 | 2 | 2 | 2 | 2 | 2 | 2 | 2 | 2 | 2 | 2 | 2 | 2 | 2 | 2 | 2 | 2 | 2 | 2 | 2 | 2 | 2 | 2 | 2 | 2 | 2 | 2 | 2 | 2 | 2 | 0 | 0 | 0 | 0 | 0 | 0 | 0 | 0 | 0 | 0 | 0 | 0 | 0 | 0 | 0 | 0 | 0 | 0 | 0 | 0 | 0 | 0 | 0 | 0
[19 empty] | Fixed capex | Input | £000s | 0 | 0 | 0 | 0 | 0 | 0 | 0 | 0 | 0 | 0 | 0 | 0 | 0 | 0 | 0 | 0 | 0 | 0 | 0 | 0 | 0 | 0 | 0 | 0 | 0 | 0 | 0 | 0 | 0 | 0 | 0 | 0 | 0 | 0 | 0 | 0 | 0 | 0 | 0 | 0 | 0 | 0 | 0 | 0 | 0 | 0 | 0 | 0 | 0 | 0 | 0 | 0 | 0 | 0 | 0 | 0 | 0 | 0 | 0 | 0 | 0 | 0 | 0 | 0 | 0 | 0 | 0 | 0 | 0 | 0 | 0 | 0 | 0 | 0 | 0 | 0 | 0 | 0 | 0 | 0 | 0 | 0 | 0 | 0 | 0 | 0 | 0 | 0 | 0 | 0 | 0 | 0 | 0 | 0 | 0 | 0 | 0 | 0 | 0 | 0 | 0 | 0 | 0 | 0
[19 empty] | Variable capex | Input | £000s | 0 | 0 | 0 | 0 | 0 | 0 | 0 | 0 | 0 | 0 | 0 | 0 | 0 | 0 | 0 | 0 | 0 | 0 | 0 | 0 | 0 | 0 | 0 | 0 | 0 | 0 | 0 | 0 | 0 | 0 | 0 | 0 | 0 | 0 | 0 | 0 | 0 | 0 | 0 | 0 | 0 | 0 | 0 | 0 | 0 | 0 | 0 | 0 | 0 | 0 | 0 | 0 | 0 | 0 | 0 | 0 | 0 | 0 | 0 | 0 | 0 | 0 | 0 | 0 | 0 | 0 | 0 | 0 | 0 | 0 | 0 | 0 | 0 | 0 | 0 | 0 | 0 | 0 | 0 | 0 | 0 | 0 | 0 | 0 | 0 | 0 | 0 | 0 | 0 | 0 | 0 | 0 | 0 | 0 | 0 | 0 | 0 | 0 | 0 | 0 | 0 | 0 | 0 | 0
[19 empty] | Financing costs | Input | £000s | 0 | 0 | 0 | 0 | 0 | 0 | 0 | 0 | 0 | 0 | 0 | 0 | 0 | 0 | 0 | 0 | 0 | 0 | 0 | 0 | 0 | 0 | 0 | 0 | 0 | 0 | 0 | 0 | 0 | 0 | 0 | 0 | 0 | 0 | 0 | 0 | 0 | 0 | 0 | 0 | 0 | 0 | 0 | 0 | 0 | 0 | 0 | 0 | 0 | 0 | 0 | 0 | 0 | 0 | 0 | 0 | 0 | 0 | 0 | 0 | 0 | 0 | 0 | 0 | 0 | 0 | 0 | 0 | 0 | 0 | 0 | 0 | 0 | 0 | 0 | 0 | 0 | 0 | 0 | 0
[19 empty] | Fixed opex | Input | £000s | 0 | 0 | 0 | 0 | 0 | 0 | 0 | 0 | 0 | 0 | 476.3352 | 497.1998 | 522.3944 | 552.5506 | 587.7761 | 43.8587 | 48.7779 | 53.8861 | 59.1777 | 64.6862 | 70.3604 | 76.1491 | 82.145 | 88.3254 | 94.6933 | 0 | 0 | 0 | 0 | 0 | 0 | 0 | 0 | 0 | 0 | 0 | 0 | 0 | 0 | 0 | 0 | 0 | 0 | 0 | 0 | 0 | 0 | 0 | 0 | 0 | 0 | 0 | 0 | 0 | 0 | 0 | 0 | 0 | 0 | 0 | 0 | 0 | 0 | 0 | 0 | 0 | 0 | 0 | 0 | 0 | 0 | 0 | 0 | 0 | 0 | 0 | 0 | 0 | 0 | 0 | 0 | 0 | 0 | 0 | 0 | 0 | 0 | 0 | 0 | 0 | 0 | 0 | 0 | 0 | 0 | 0 | 0 | 0 | 0 | 0 | 0 | 0 | 0 | 0
[19 empty] | Variable opex | Input | £000s | 0 | 0 | 0 | 0 | 0 | 0 | 0 | 0 | 0 | 0 | 0 | 0 | 0 | 0 | 0 | 0 | 0 | 0 | 0 | 0 | 0 | 0 | 0 | 0 | 0 | 0 | 0 | 0 | 0 | 0 | 0 | 0 | 0 | 0 | 0 | 0 | 0 | 0 | 0 | 0 | 0 | 0 | 0 | 0 | 0 | 0 | 0 | 0 | 0 | 0 | 0 | 0 | 0 | 0 | 0 | 0 | 0 | 0 | 0 | 0 | 0 | 0 | 0 | 0 | 0 | 0 | 0 | 0 | 0 | 0 | 0 | 0 | 0 | 0 | 0 | 0 | 0 | 0 | 0 | 0 | 0 | 0 | 0 | 0 | 0 | 0 | 0 | 0 | 0 | 0 | 0 | 0 | 0 | 0 | 0 | 0 | 0 | 0 | 0 | 0 | 0 | 0 | 0 | 0
[19 empty] | Opex savings | Input | £000s | 0 | 0 | 0 | 0 | 0 | 0 | 0 | 0 | 0 | 0 | 0 | 0 | 0 | 0 | 0 | 0 | 0 | 0 | 0 | 0 | 0 | 0 | 0 | 0 | 0 | 0 | 0 | 0 | 0 | 0 | 0 | 0 | 0 | 0 | 0 | 0 | 0 | 0 | 0 | 0 | 0 | 0 | 0 | 0 | 0 | 0 | 0 | 0 | 0 | 0 | 0 | 0 | 0 | 0 | 0 | 0 | 0 | 0 | 0 | 0 | 0 | 0 | 0 | 0 | 0 | 0 | 0 | 0 | 0 | 0 | 0 | 0 | 0 | 0 | 0 | 0 | 0 | 0 | 0 | 0 | 0 | 0 | 0 | 0 | 0 | 0 | 0 | 0 | 0 | 0 | 0 | 0 | 0 | 0 | 0 | 0 | 0 | 0 | 0 | 0 | 0 | 0 | 0 | 0
[19 empty] | Fixed env & social | Input | £000s | 0 | 0 | 0 | 0 | 0 | 0 | 0 | 0 | 0 | 0 | 0 | 0 | 0 | 0 | 0 | 0 | 0 | 0 | 0 | 0 | 0 | 0 | 0 | 0 | 0 | 0 | 0 | 0 | 0 | 0 | 0 | 0 | 0 | 0 | 0 | 0 | 0 | 0 | 0 | 0 | 0 | 0 | 0 | 0 | 0 | 0 | 0 | 0 | 0 | 0 | 0 | 0 | 0 | 0 | 0 | 0 | 0 | 0 | 0 | 0 | 0 | 0 | 0 | 0 | 0 | 0 | 0 | 0 | 0 | 0 | 0 | 0 | 0 | 0 | 0 | 0 | 0 | 0 | 0 | 0 | 0 | 0 | 0 | 0 | 0 | 0 | 0 | 0 | 0 | 0 | 0 | 0 | 0 | 0 | 0 | 0 | 0 | 0 | 0 | 0 | 0 | 0 | 0 | 0
[19 empty] | Variable env & social | Input | £000s | 0 | 0 | 0 | 0 | 0 | 0 | 0 | 0 | 0 | 0 | 0 | 0 | 0 | 0 | 0 | 0 | 0 | 0 | 0 | 0 | 0 | 0 | 0 | 0 | 0 | 0 | 0 | 0 | 0 | 0 | 0 | 0 | 0 | 0 | 0 | 0 | 0 | 0 | 0 | 0 | 0 | 0 | 0 | 0 | 0 | 0 | 0 | 0 | 0 | 0 | 0 | 0 | 0 | 0 | 0 | 0 | 0 | 0 | 0 | 0 | 0 | 0 | 0 | 0 | 0 | 0 | 0 | 0 | 0 | 0 | 0 | 0 | 0 | 0 | 0 | 0 | 0 | 0 | 0 | 0 | 0 | 0 | 0 | 0 | 0 | 0 | 0 | 0 | 0 | 0 | 0 | 0 | 0 | 0 | 0 | 0 | 0 | 0 | 0 | 0 | 0 | 0 | 0 | 0
[19 empty] | Fixed carbon costs | Input | £000s | 0.0093298 | 0.0093298 | 0.0093298 | 0.0093298 | 0.0093298 | 0.0093298 | 0.0093298 | 0.0093298 | 0.0093298 | 0.0093298 | 0.0093298 | 0.0093298 | 0.0093298 | 0.0093298 | 0.0093298 | 0.0093298 | 0.0093298 | 0.0093298 | 0.0093298 | 0.0093298 | 0.0093298 | 0.0093298 | 0.0093298 | 0.0093298 | 0.0093298 | 0.0093298 | 0.0093298 | 0.0093298 | 0.0093298 | 0.0093298 | 0.0093298 | 0.0093298 | 0.0093298 | 0.0093298 | 0.0093298 | 0.0093298 | 0.0093298 | 0.0093298 | 0.0093298 | 0.0093298 | 0.0093298 | 0.0093298 | 0.0093298 | 0.0093298 | 0.0093298 | 0.0093298 | 0.0093298 | 0.0093298 | 0.0093298 | 0.0093298 | 0.0093298 | 0.0093298 | 0.0093298 | 0.0093298 | 0.0093298 | 0.0093298 | 0.0093298 | 0.0093298 | 0.0093298 | 0.0093298 | 0.0093298 | 0.0093298 | 0.0093298 | 0.0093298 | 0.0093298 | 0.0093298 | 0.0093298 | 0.0093298 | 0.0093298 | 0.0093298 | 0.0093298 | 0.0093298 | 0.0093298 | 0.0093298 | 0.0093298 | 0.0093298 | 0.0093298 | 0.0093298 | 0.0093298 | 0.0093298 | 0 | 0 | 0 | 0 | 0 | 0 | 0 | 0 | 0 | 0 | 0 | 0 | 0 | 0 | 0 | 0 | 0 | 0 | 0 | 0 | 0 | 0 | 0 | 0
[19 empty] | Variable carbon costs | Input | £000s | 0 | 0 | 0 | 0 | 0 | 0 | 0 | 0 | 0 | 0 | 0 | 0 | 0 | 0 | 0 | 0 | 0 | 0 | 0 | 0 | 0 | 0 | 0 | 0 | 0 | 0 | 0 | 0 | 0 | 0 | 0 | 0 | 0 | 0 | 0 | 0 | 0 | 0 | 0 | 0 | 0 | 0 | 0 | 0 | 0 | 0 | 0 | 0 | 0 | 0 | 0 | 0 | 0 | 0 | 0 | 0 | 0 | 0 | 0 | 0 | 0 | 0 | 0 | 0 | 0 | 0 | 0 | 0 | 0 | 0 | 0 | 0 | 0 | 0 | 0 | 0 | 0 | 0 | 0 | 0 | 0 | 0 | 0 | 0 | 0 | 0 | 0 | 0 | 0 | 0 | 0 | 0 | 0 | 0 | 0 | 0 | 0 | 0 | 0 | 0 | 0 | 0 | 0 | 0
[19 empty] | Customer willingness to pay | Input | £000s | 0 | 0 | 0 | 0 | 0 | 0 | 0 | 0 | 0 | 0 | 0 | 0 | 0 | 0 | 0 | 0 | 0 | 0 | 0 | 0 | 0 | 0 | 0 | 0 | 0 | 0 | 0 | 0 | 0 | 0 | 0 | 0 | 0 | 0 | 0 | 0 | 0 | 0 | 0 | 0 | 0 | 0 | 0 | 0 | 0 | 0 | 0 | 0 | 0 | 0 | 0 | 0 | 0 | 0 | 0 | 0 | 0 | 0 | 0 | 0 | 0 | 0 | 0 | 0 | 0 | 0 | 0 | 0 | 0 | 0 | 0 | 0 | 0 | 0 | 0 | 0 | 0 | 0 | 0 | 0 | 0 | 0 | 0 | 0 | 0 | 0 | 0 | 0 | 0 | 0 | 0 | 0 | 0 | 0 | 0 | 0 | 0 | 0 | 0 | 0 | 0 | 0 | 0 | 0
[19 empty] | Total | Sum of above (excl WAFU) | £000s | 0.0093298 | 0.0093298 | 0.0093298 | 0.0093298 | 0.0093298 | 0.0093298 | 0.0093298 | 0.0093298 | 0.0093298 | 0.0093298 | 476.3445 | 497.2092 | 522.4037 | 552.56 | 587.7854 | 43.868 | 48.7872 | 53.8955 | 59.1871 | 64.6956 | 70.3697 | 76.1584 | 82.1543 | 88.3347 | 94.7026 | 0.0093298 | 0.0093298 | 0.0093298 | 0.0093298 | 0.0093298 | 0.0093298 | 0.0093298 | 0.0093298 | 0.0093298 | 0.0093298 | 0.0093298 | 0.0093298 | 0.0093298 | 0.0093298 | 0.0093298 | 0.0093298 | 0.0093298 | 0.0093298 | 0.0093298 | 0.0093298 | 0.0093298 | 0.0093298 | 0.0093298 | 0.0093298 | 0.0093298 | 0.0093298 | 0.0093298 | 0.0093298 | 0.0093298 | 0.0093298 | 0.0093298 | 0.0093298 | 0.0093298 | 0.0093298 | 0.0093298 | 0.0093298 | 0.0093298 | 0.0093298 | 0.0093298 | 0.0093298 | 0.0093298 | 0.0093298 | 0.0093298 | 0.0093298 | 0.0093298 | 0.0093298 | 0.0093298 | 0.0093298 | 0.0093298 | 0.0093298 | 0.0093298 | 0.0093298 | 0.0093298 | 0.0093298 | 0.0093298 | 0 | 0 | 0 | 0 | 0 | 0 | 0 | 0 | 0 | 0 | 0 | 0 | 0 | 0 | 0 | 0 | 0 | 0 | 0 | 0 | 0 | 0 | 0 | 0
58.1x | SESW-LEA-073g: Increased ALC effort_g | SESW-LEA-073g | Active leakage management | N | 2020 | Capacity | 2 | 16227.156 | 0 | 2082.5942 | 0 | 0.27615 | 0 | 2082.8703 | 12.834 | 12.8357 |  |  | Gains in WAFU / Savings in demand | Input | Ml/d | 0 | 0 | 0 | 0 | 0 | 0.4 | 0.8 | 1.2 | 1.6 | 2 | 2 | 2 | 2 | 2 | 2 | 2 | 2 | 2 | 2 | 2 | 2 | 2 | 2 | 2 | 2 | 2 | 2 | 2 | 2 | 2 | 2 | 2 | 2 | 2 | 2 | 2 | 2 | 2 | 2 | 2 | 2 | 2 | 2 | 2 | 2 | 2 | 2 | 2 | 2 | 2 | 2 | 2 | 2 | 2 | 2 | 2 | 2 | 2 | 2 | 2 | 2 | 2 | 2 | 2 | 2 | 2 | 2 | 2 | 2 | 2 | 2 | 2 | 2 | 2 | 2 | 2 | 2 | 2 | 2 | 2 | 0 | 0 | 0 | 0 | 0 | 0 | 0 | 0 | 0 | 0 | 0 | 0 | 0 | 0 | 0 | 0 | 0 | 0 | 0 | 0 | 0 | 0 | 0 | 0
[19 empty] | Fixed capex | Input | £000s | 0 | 0 | 0 | 0 | 0 | 0 | 0 | 0 | 0 | 0 | 0 | 0 | 0 | 0 | 0 | 0 | 0 | 0 | 0 | 0 | 0 | 0 | 0 | 0 | 0 | 0 | 0 | 0 | 0 | 0 | 0 | 0 | 0 | 0 | 0 | 0 | 0 | 0 | 0 | 0 | 0 | 0 | 0 | 0 | 0 | 0 | 0 | 0 | 0 | 0 | 0 | 0 | 0 | 0 | 0 | 0 | 0 | 0 | 0 | 0 | 0 | 0 | 0 | 0 | 0 | 0 | 0 | 0 | 0 | 0 | 0 | 0 | 0 | 0 | 0 | 0 | 0 | 0 | 0 | 0 | 0 | 0 | 0 | 0 | 0 | 0 | 0 | 0 | 0 | 0 | 0 | 0 | 0 | 0 | 0 | 0 | 0 | 0 | 0 | 0 | 0 | 0 | 0 | 0
[19 empty] | Variable capex | Input | £000s | 0 | 0 | 0 | 0 | 0 | 0 | 0 | 0 | 0 | 0 | 0 | 0 | 0 | 0 | 0 | 0 | 0 | 0 | 0 | 0 | 0 | 0 | 0 | 0 | 0 | 0 | 0 | 0 | 0 | 0 | 0 | 0 | 0 | 0 | 0 | 0 | 0 | 0 | 0 | 0 | 0 | 0 | 0 | 0 | 0 | 0 | 0 | 0 | 0 | 0 | 0 | 0 | 0 | 0 | 0 | 0 | 0 | 0 | 0 | 0 | 0 | 0 | 0 | 0 | 0 | 0 | 0 | 0 | 0 | 0 | 0 | 0 | 0 | 0 | 0 | 0 | 0 | 0 | 0 | 0 | 0 | 0 | 0 | 0 | 0 | 0 | 0 | 0 | 0 | 0 | 0 | 0 | 0 | 0 | 0 | 0 | 0 | 0 | 0 | 0 | 0 | 0 | 0 | 0
[19 empty] | Financing costs | Input | £000s | 0 | 0 | 0 | 0 | 0 | 0 | 0 | 0 | 0 | 0 | 0 | 0 | 0 | 0 | 0 | 0 | 0 | 0 | 0 | 0 | 0 | 0 | 0 | 0 | 0 | 0 | 0 | 0 | 0 | 0 | 0 | 0 | 0 | 0 | 0 | 0 | 0 | 0 | 0 | 0 | 0 | 0 | 0 | 0 | 0 | 0 | 0 | 0 | 0 | 0 | 0 | 0 | 0 | 0 | 0 | 0 | 0 | 0 | 0 | 0 | 0 | 0 | 0 | 0 | 0 | 0 | 0 | 0 | 0 | 0 | 0 | 0 | 0 | 0 | 0 | 0 | 0 | 0 | 0 | 0
[19 empty] | Fixed opex | Input | £000s | 0 | 0 | 0 | 0 | 0 | 0 | 0 | 0 | 0 | 0 | 476.3352 | 497.1998 | 522.3944 | 552.5506 | 587.7761 | 43.8587 | 48.7779 | 53.8861 | 59.1777 | 64.6862 | 70.3604 | 76.1491 | 82.145 | 88.3254 | 94.6933 | 0 | 0 | 0 | 0 | 0 | 0 | 0 | 0 | 0 | 0 | 0 | 0 | 0 | 0 | 0 | 0 | 0 | 0 | 0 | 0 | 0 | 0 | 0 | 0 | 0 | 0 | 0 | 0 | 0 | 0 | 0 | 0 | 0 | 0 | 0 | 0 | 0 | 0 | 0 | 0 | 0 | 0 | 0 | 0 | 0 | 0 | 0 | 0 | 0 | 0 | 0 | 0 | 0 | 0 | 0 | 0 | 0 | 0 | 0 | 0 | 0 | 0 | 0 | 0 | 0 | 0 | 0 | 0 | 0 | 0 | 0 | 0 | 0 | 0 | 0 | 0 | 0 | 0 | 0
[19 empty] | Variable opex | Input | £000s | 0 | 0 | 0 | 0 | 0 | 0 | 0 | 0 | 0 | 0 | 0 | 0 | 0 | 0 | 0 | 0 | 0 | 0 | 0 | 0 | 0 | 0 | 0 | 0 | 0 | 0 | 0 | 0 | 0 | 0 | 0 | 0 | 0 | 0 | 0 | 0 | 0 | 0 | 0 | 0 | 0 | 0 | 0 | 0 | 0 | 0 | 0 | 0 | 0 | 0 | 0 | 0 | 0 | 0 | 0 | 0 | 0 | 0 | 0 | 0 | 0 | 0 | 0 | 0 | 0 | 0 | 0 | 0 | 0 | 0 | 0 | 0 | 0 | 0 | 0 | 0 | 0 | 0 | 0 | 0 | 0 | 0 | 0 | 0 | 0 | 0 | 0 | 0 | 0 | 0 | 0 | 0 | 0 | 0 | 0 | 0 | 0 | 0 | 0 | 0 | 0 | 0 | 0 | 0
[19 empty] | Opex savings | Input | £000s | 0 | 0 | 0 | 0 | 0 | 0 | 0 | 0 | 0 | 0 | 0 | 0 | 0 | 0 | 0 | 0 | 0 | 0 | 0 | 0 | 0 | 0 | 0 | 0 | 0 | 0 | 0 | 0 | 0 | 0 | 0 | 0 | 0 | 0 | 0 | 0 | 0 | 0 | 0 | 0 | 0 | 0 | 0 | 0 | 0 | 0 | 0 | 0 | 0 | 0 | 0 | 0 | 0 | 0 | 0 | 0 | 0 | 0 | 0 | 0 | 0 | 0 | 0 | 0 | 0 | 0 | 0 | 0 | 0 | 0 | 0 | 0 | 0 | 0 | 0 | 0 | 0 | 0 | 0 | 0 | 0 | 0 | 0 | 0 | 0 | 0 | 0 | 0 | 0 | 0 | 0 | 0 | 0 | 0 | 0 | 0 | 0 | 0 | 0 | 0 | 0 | 0 | 0 | 0
[19 empty] | Fixed env & social | Input | £000s | 0 | 0 | 0 | 0 | 0 | 0 | 0 | 0 | 0 | 0 | 0 | 0 | 0 | 0 | 0 | 0 | 0 | 0 | 0 | 0 | 0 | 0 | 0 | 0 | 0 | 0 | 0 | 0 | 0 | 0 | 0 | 0 | 0 | 0 | 0 | 0 | 0 | 0 | 0 | 0 | 0 | 0 | 0 | 0 | 0 | 0 | 0 | 0 | 0 | 0 | 0 | 0 | 0 | 0 | 0 | 0 | 0 | 0 | 0 | 0 | 0 | 0 | 0 | 0 | 0 | 0 | 0 | 0 | 0 | 0 | 0 | 0 | 0 | 0 | 0 | 0 | 0 | 0 | 0 | 0 | 0 | 0 | 0 | 0 | 0 | 0 | 0 | 0 | 0 | 0 | 0 | 0 | 0 | 0 | 0 | 0 | 0 | 0 | 0 | 0 | 0 | 0 | 0 | 0
[19 empty] | Variable env & social | Input | £000s | 0 | 0 | 0 | 0 | 0 | 0 | 0 | 0 | 0 | 0 | 0 | 0 | 0 | 0 | 0 | 0 | 0 | 0 | 0 | 0 | 0 | 0 | 0 | 0 | 0 | 0 | 0 | 0 | 0 | 0 | 0 | 0 | 0 | 0 | 0 | 0 | 0 | 0 | 0 | 0 | 0 | 0 | 0 | 0 | 0 | 0 | 0 | 0 | 0 | 0 | 0 | 0 | 0 | 0 | 0 | 0 | 0 | 0 | 0 | 0 | 0 | 0 | 0 | 0 | 0 | 0 | 0 | 0 | 0 | 0 | 0 | 0 | 0 | 0 | 0 | 0 | 0 | 0 | 0 | 0 | 0 | 0 | 0 | 0 | 0 | 0 | 0 | 0 | 0 | 0 | 0 | 0 | 0 | 0 | 0 | 0 | 0 | 0 | 0 | 0 | 0 | 0 | 0 | 0
[19 empty] | Fixed carbon costs | Input | £000s | 0.0096792 | 0.0096792 | 0.0096792 | 0.0096792 | 0.0096792 | 0.0096792 | 0.0096792 | 0.0096792 | 0.0096792 | 0.0096792 | 0.0096792 | 0.0096792 | 0.0096792 | 0.0096792 | 0.0096792 | 0.0096792 | 0.0096792 | 0.0096792 | 0.0096792 | 0.0096792 | 0.0096792 | 0.0096792 | 0.0096792 | 0.0096792 | 0.0096792 | 0.0096792 | 0.0096792 | 0.0096792 | 0.0096792 | 0.0096792 | 0.0096792 | 0.0096792 | 0.0096792 | 0.0096792 | 0.0096792 | 0.0096792 | 0.0096792 | 0.0096792 | 0.0096792 | 0.0096792 | 0.0096792 | 0.0096792 | 0.0096792 | 0.0096792 | 0.0096792 | 0.0096792 | 0.0096792 | 0.0096792 | 0.0096792 | 0.0096792 | 0.0096792 | 0.0096792 | 0.0096792 | 0.0096792 | 0.0096792 | 0.0096792 | 0.0096792 | 0.0096792 | 0.0096792 | 0.0096792 | 0.0096792 | 0.0096792 | 0.0096792 | 0.0096792 | 0.0096792 | 0.0096792 | 0.0096792 | 0.0096792 | 0.0096792 | 0.0096792 | 0.0096792 | 0.0096792 | 0.0096792 | 0.0096792 | 0.0096792 | 0.0096792 | 0.0096792 | 0.0096792 | 0.0096792 | 0.0096792 | 0 | 0 | 0 | 0 | 0 | 0 | 0 | 0 | 0 | 0 | 0 | 0 | 0 | 0 | 0 | 0 | 0 | 0 | 0 | 0 | 0 | 0 | 0 | 0
[19 empty] | Variable carbon costs | Input | £000s | 0 | 0 | 0 | 0 | 0 | 0 | 0 | 0 | 0 | 0 | 0 | 0 | 0 | 0 | 0 | 0 | 0 | 0 | 0 | 0 | 0 | 0 | 0 | 0 | 0 | 0 | 0 | 0 | 0 | 0 | 0 | 0 | 0 | 0 | 0 | 0 | 0 | 0 | 0 | 0 | 0 | 0 | 0 | 0 | 0 | 0 | 0 | 0 | 0 | 0 | 0 | 0 | 0 | 0 | 0 | 0 | 0 | 0 | 0 | 0 | 0 | 0 | 0 | 0 | 0 | 0 | 0 | 0 | 0 | 0 | 0 | 0 | 0 | 0 | 0 | 0 | 0 | 0 | 0 | 0 | 0 | 0 | 0 | 0 | 0 | 0 | 0 | 0 | 0 | 0 | 0 | 0 | 0 | 0 | 0 | 0 | 0 | 0 | 0 | 0 | 0 | 0 | 0 | 0
[19 empty] | Customer willingness to pay | Input | £000s | 0 | 0 | 0 | 0 | 0 | 0 | 0 | 0 | 0 | 0 | 0 | 0 | 0 | 0 | 0 | 0 | 0 | 0 | 0 | 0 | 0 | 0 | 0 | 0 | 0 | 0 | 0 | 0 | 0 | 0 | 0 | 0 | 0 | 0 | 0 | 0 | 0 | 0 | 0 | 0 | 0 | 0 | 0 | 0 | 0 | 0 | 0 | 0 | 0 | 0 | 0 | 0 | 0 | 0 | 0 | 0 | 0 | 0 | 0 | 0 | 0 | 0 | 0 | 0 | 0 | 0 | 0 | 0 | 0 | 0 | 0 | 0 | 0 | 0 | 0 | 0 | 0 | 0 | 0 | 0 | 0 | 0 | 0 | 0 | 0 | 0 | 0 | 0 | 0 | 0 | 0 | 0 | 0 | 0 | 0 | 0 | 0 | 0 | 0 | 0 | 0 | 0 | 0 | 0
[19 empty] | Total | Sum of above (excl WAFU) | £000s | 0.0096792 | 0.0096792 | 0.0096792 | 0.0096792 | 0.0096792 | 0.0096792 | 0.0096792 | 0.0096792 | 0.0096792 | 0.0096792 | 476.3449 | 497.2095 | 522.4041 | 552.5603 | 587.7857 | 43.8684 | 48.7876 | 53.8958 | 59.1874 | 64.6959 | 70.37 | 76.1588 | 82.1546 | 88.3351 | 94.703 | 0.0096792 | 0.0096792 | 0.0096792 | 0.0096792 | 0.0096792 | 0.0096792 | 0.0096792 | 0.0096792 | 0.0096792 | 0.0096792 | 0.0096792 | 0.0096792 | 0.0096792 | 0.0096792 | 0.0096792 | 0.0096792 | 0.0096792 | 0.0096792 | 0.0096792 | 0.0096792 | 0.0096792 | 0.0096792 | 0.0096792 | 0.0096792 | 0.0096792 | 0.0096792 | 0.0096792 | 0.0096792 | 0.0096792 | 0.0096792 | 0.0096792 | 0.0096792 | 0.0096792 | 0.0096792 | 0.0096792 | 0.0096792 | 0.0096792 | 0.0096792 | 0.0096792 | 0.0096792 | 0.0096792 | 0.0096792 | 0.0096792 | 0.0096792 | 0.0096792 | 0.0096792 | 0.0096792 | 0.0096792 | 0.0096792 | 0.0096792 | 0.0096792 | 0.0096792 | 0.0096792 | 0.0096792 | 0.0096792 | 0 | 0 | 0 | 0 | 0 | 0 | 0 | 0 | 0 | 0 | 0 | 0 | 0 | 0 | 0 | 0 | 0 | 0 | 0 | 0 | 0 | 0 | 0 | 0
58.1x | SESW-LEA-073f: Increased ALC effort_f | SESW-LEA-073f | Active leakage management | N | 2020 | Capacity | 2 | 19415.4557 | 0 | 2709.5989 | 0 | 0.0026998 | 0 | 2709.6016 | 13.9559 | 13.9559 |  |  | Gains in WAFU / Savings in demand | Input | Ml/d | 0.4 | 0.8 | 1.2 | 1.6 | 2 | 2 | 2 | 2 | 2 | 2 | 2 | 2 | 2 | 2 | 2 | 2 | 2 | 2 | 2 | 2 | 2 | 2 | 2 | 2 | 2 | 2 | 2 | 2 | 2 | 2 | 2 | 2 | 2 | 2 | 2 | 2 | 2 | 2 | 2 | 2 | 2 | 2 | 2 | 2 | 2 | 2 | 2 | 2 | 2 | 2 | 2 | 2 | 2 | 2 | 2 | 2 | 2 | 2 | 2 | 2 | 2 | 2 | 2 | 2 | 2 | 2 | 2 | 2 | 2 | 2 | 2 | 2 | 2 | 2 | 2 | 2 | 2 | 2 | 2 | 2 | 0 | 0 | 0 | 0 | 0 | 0 | 0 | 0 | 0 | 0 | 0 | 0 | 0 | 0 | 0 | 0 | 0 | 0 | 0 | 0 | 0 | 0 | 0 | 0
[19 empty] | Fixed capex | Input | £000s | 0 | 0 | 0 | 0 | 0 | 0 | 0 | 0 | 0 | 0 | 0 | 0 | 0 | 0 | 0 | 0 | 0 | 0 | 0 | 0 | 0 | 0 | 0 | 0 | 0 | 0 | 0 | 0 | 0 | 0 | 0 | 0 | 0 | 0 | 0 | 0 | 0 | 0 | 0 | 0 | 0 | 0 | 0 | 0 | 0 | 0 | 0 | 0 | 0 | 0 | 0 | 0 | 0 | 0 | 0 | 0 | 0 | 0 | 0 | 0 | 0 | 0 | 0 | 0 | 0 | 0 | 0 | 0 | 0 | 0 | 0 | 0 | 0 | 0 | 0 | 0 | 0 | 0 | 0 | 0 | 0 | 0 | 0 | 0 | 0 | 0 | 0 | 0 | 0 | 0 | 0 | 0 | 0 | 0 | 0 | 0 | 0 | 0 | 0 | 0 | 0 | 0 | 0 | 0
[19 empty] | Variable capex | Input | £000s | 0 | 0 | 0 | 0 | 0 | 0 | 0 | 0 | 0 | 0 | 0 | 0 | 0 | 0 | 0 | 0 | 0 | 0 | 0 | 0 | 0 | 0 | 0 | 0 | 0 | 0 | 0 | 0 | 0 | 0 | 0 | 0 | 0 | 0 | 0 | 0 | 0 | 0 | 0 | 0 | 0 | 0 | 0 | 0 | 0 | 0 | 0 | 0 | 0 | 0 | 0 | 0 | 0 | 0 | 0 | 0 | 0 | 0 | 0 | 0 | 0 | 0 | 0 | 0 | 0 | 0 | 0 | 0 | 0 | 0 | 0 | 0 | 0 | 0 | 0 | 0 | 0 | 0 | 0 | 0 | 0 | 0 | 0 | 0 | 0 | 0 | 0 | 0 | 0 | 0 | 0 | 0 | 0 | 0 | 0 | 0 | 0 | 0 | 0 | 0 | 0 | 0 | 0 | 0
[19 empty] | Financing costs | Input | £000s | 0 | 0 | 0 | 0 | 0 | 0 | 0 | 0 | 0 | 0 | 0 | 0 | 0 | 0 | 0 | 0 | 0 | 0 | 0 | 0 | 0 | 0 | 0 | 0 | 0 | 0 | 0 | 0 | 0 | 0 | 0 | 0 | 0 | 0 | 0 | 0 | 0 | 0 | 0 | 0 | 0 | 0 | 0 | 0 | 0 | 0 | 0 | 0 | 0 | 0 | 0 | 0 | 0 | 0 | 0 | 0 | 0 | 0 | 0 | 0 | 0 | 0 | 0 | 0 | 0 | 0 | 0 | 0 | 0 | 0 | 0 | 0 | 0 | 0 | 0 | 0 | 0 | 0 | 0 | 0
[19 empty] | Fixed opex | Input | £000s | 446.0611 | 458.4005 | 474.0052 | 493.3128 | 516.7027 | 3.603 | 6.9517 | 10.4701 | 14.2366 | 18.0698 | 21.9888 | 26.028 | 30.2552 | 34.631 | 39.0751 | 43.8587 | 48.7779 | 53.8861 | 59.1777 | 64.6862 | 70.3604 | 76.1491 | 82.145 | 88.3254 | 94.6933 | 0 | 0 | 0 | 0 | 0 | 0 | 0 | 0 | 0 | 0 | 0 | 0 | 0 | 0 | 0 | 0 | 0 | 0 | 0 | 0 | 0 | 0 | 0 | 0 | 0 | 0 | 0 | 0 | 0 | 0 | 0 | 0 | 0 | 0 | 0 | 0 | 0 | 0 | 0 | 0 | 0 | 0 | 0 | 0 | 0 | 0 | 0 | 0 | 0 | 0 | 0 | 0 | 0 | 0 | 0 | 0 | 0 | 0 | 0 | 0 | 0 | 0 | 0 | 0 | 0 | 0 | 0 | 0 | 0 | 0 | 0 | 0 | 0 | 0 | 0 | 0 | 0 | 0 | 0
[19 empty] | Variable opex | Input | £000s | 0 | 0 | 0 | 0 | 0 | 0 | 0 | 0 | 0 | 0 | 0 | 0 | 0 | 0 | 0 | 0 | 0 | 0 | 0 | 0 | 0 | 0 | 0 | 0 | 0 | 0 | 0 | 0 | 0 | 0 | 0 | 0 | 0 | 0 | 0 | 0 | 0 | 0 | 0 | 0 | 0 | 0 | 0 | 0 | 0 | 0 | 0 | 0 | 0 | 0 | 0 | 0 | 0 | 0 | 0 | 0 | 0 | 0 | 0 | 0 | 0 | 0 | 0 | 0 | 0 | 0 | 0 | 0 | 0 | 0 | 0 | 0 | 0 | 0 | 0 | 0 | 0 | 0 | 0 | 0 | 0 | 0 | 0 | 0 | 0 | 0 | 0 | 0 | 0 | 0 | 0 | 0 | 0 | 0 | 0 | 0 | 0 | 0 | 0 | 0 | 0 | 0 | 0 | 0
[19 empty] | Opex savings | Input | £000s | 0 | 0 | 0 | 0 | 0 | 0 | 0 | 0 | 0 | 0 | 0 | 0 | 0 | 0 | 0 | 0 | 0 | 0 | 0 | 0 | 0 | 0 | 0 | 0 | 0 | 0 | 0 | 0 | 0 | 0 | 0 | 0 | 0 | 0 | 0 | 0 | 0 | 0 | 0 | 0 | 0 | 0 | 0 | 0 | 0 | 0 | 0 | 0 | 0 | 0 | 0 | 0 | 0 | 0 | 0 | 0 | 0 | 0 | 0 | 0 | 0 | 0 | 0 | 0 | 0 | 0 | 0 | 0 | 0 | 0 | 0 | 0 | 0 | 0 | 0 | 0 | 0 | 0 | 0 | 0 | 0 | 0 | 0 | 0 | 0 | 0 | 0 | 0 | 0 | 0 | 0 | 0 | 0 | 0 | 0 | 0 | 0 | 0 | 0 | 0 | 0 | 0 | 0 | 0
[19 empty] | Fixed env & social | Input | £000s | 0 | 0 | 0 | 0 | 0 | 0 | 0 | 0 | 0 | 0 | 0 | 0 | 0 | 0 | 0 | 0 | 0 | 0 | 0 | 0 | 0 | 0 | 0 | 0 | 0 | 0 | 0 | 0 | 0 | 0 | 0 | 0 | 0 | 0 | 0 | 0 | 0 | 0 | 0 | 0 | 0 | 0 | 0 | 0 | 0 | 0 | 0 | 0 | 0 | 0 | 0 | 0 | 0 | 0 | 0 | 0 | 0 | 0 | 0 | 0 | 0 | 0 | 0 | 0 | 0 | 0 | 0 | 0 | 0 | 0 | 0 | 0 | 0 | 0 | 0 | 0 | 0 | 0 | 0 | 0 | 0 | 0 | 0 | 0 | 0 | 0 | 0 | 0 | 0 | 0 | 0 | 0 | 0 | 0 | 0 | 0 | 0 | 0 | 0 | 0 | 0 | 0 | 0 | 0
[19 empty] | Variable env & social | Input | £000s | 0 | 0 | 0 | 0 | 0 | 0 | 0 | 0 | 0 | 0 | 0 | 0 | 0 | 0 | 0 | 0 | 0 | 0 | 0 | 0 | 0 | 0 | 0 | 0 | 0 | 0 | 0 | 0 | 0 | 0 | 0 | 0 | 0 | 0 | 0 | 0 | 0 | 0 | 0 | 0 | 0 | 0 | 0 | 0 | 0 | 0 | 0 | 0 | 0 | 0 | 0 | 0 | 0 | 0 | 0 | 0 | 0 | 0 | 0 | 0 | 0 | 0 | 0 | 0 | 0 | 0 | 0 | 0 | 0 | 0 | 0 | 0 | 0 | 0 | 0 | 0 | 0 | 0 | 0 | 0 | 0 | 0 | 0 | 0 | 0 | 0 | 0 | 0 | 0 | 0 | 0 | 0 | 0 | 0 | 0 | 0 | 0 | 0 | 0 | 0 | 0 | 0 | 0 | 0
[19 empty] | Fixed carbon costs | Input | £000s | 9.463e-05 | 9.463e-05 | 9.463e-05 | 9.463e-05 | 9.463e-05 | 9.463e-05 | 9.463e-05 | 9.463e-05 | 9.463e-05 | 9.463e-05 | 9.463e-05 | 9.463e-05 | 9.463e-05 | 9.463e-05 | 9.463e-05 | 9.463e-05 | 9.463e-05 | 9.463e-05 | 9.463e-05 | 9.463e-05 | 9.463e-05 | 9.463e-05 | 9.463e-05 | 9.463e-05 | 9.463e-05 | 9.463e-05 | 9.463e-05 | 9.463e-05 | 9.463e-05 | 9.463e-05 | 9.463e-05 | 9.463e-05 | 9.463e-05 | 9.463e-05 | 9.463e-05 | 9.463e-05 | 9.463e-05 | 9.463e-05 | 9.463e-05 | 9.463e-05 | 9.463e-05 | 9.463e-05 | 9.463e-05 | 9.463e-05 | 9.463e-05 | 9.463e-05 | 9.463e-05 | 9.463e-05 | 9.463e-05 | 9.463e-05 | 9.463e-05 | 9.463e-05 | 9.463e-05 | 9.463e-05 | 9.463e-05 | 9.463e-05 | 9.463e-05 | 9.463e-05 | 9.463e-05 | 9.463e-05 | 9.463e-05 | 9.463e-05 | 9.463e-05 | 9.463e-05 | 9.463e-05 | 9.463e-05 | 9.463e-05 | 9.463e-05 | 9.463e-05 | 9.463e-05 | 9.463e-05 | 9.463e-05 | 9.463e-05 | 9.463e-05 | 9.463e-05 | 9.463e-05 | 9.463e-05 | 9.463e-05 | 9.463e-05 | 9.463e-05 | 0 | 0 | 0 | 0 | 0 | 0 | 0 | 0 | 0 | 0 | 0 | 0 | 0 | 0 | 0 | 0 | 0 | 0 | 0 | 0 | 0 | 0 | 0 | 0
[19 empty] | Variable carbon costs | Input | £000s | 0 | 0 | 0 | 0 | 0 | 0 | 0 | 0 | 0 | 0 | 0 | 0 | 0 | 0 | 0 | 0 | 0 | 0 | 0 | 0 | 0 | 0 | 0 | 0 | 0 | 0 | 0 | 0 | 0 | 0 | 0 | 0 | 0 | 0 | 0 | 0 | 0 | 0 | 0 | 0 | 0 | 0 | 0 | 0 | 0 | 0 | 0 | 0 | 0 | 0 | 0 | 0 | 0 | 0 | 0 | 0 | 0 | 0 | 0 | 0 | 0 | 0 | 0 | 0 | 0 | 0 | 0 | 0 | 0 | 0 | 0 | 0 | 0 | 0 | 0 | 0 | 0 | 0 | 0 | 0 | 0 | 0 | 0 | 0 | 0 | 0 | 0 | 0 | 0 | 0 | 0 | 0 | 0 | 0 | 0 | 0 | 0 | 0 | 0 | 0 | 0 | 0 | 0 | 0
[19 empty] | Customer willingness to pay | Input | £000s | 0 | 0 | 0 | 0 | 0 | 0 | 0 | 0 | 0 | 0 | 0 | 0 | 0 | 0 | 0 | 0 | 0 | 0 | 0 | 0 | 0 | 0 | 0 | 0 | 0 | 0 | 0 | 0 | 0 | 0 | 0 | 0 | 0 | 0 | 0 | 0 | 0 | 0 | 0 | 0 | 0 | 0 | 0 | 0 | 0 | 0 | 0 | 0 | 0 | 0 | 0 | 0 | 0 | 0 | 0 | 0 | 0 | 0 | 0 | 0 | 0 | 0 | 0 | 0 | 0 | 0 | 0 | 0 | 0 | 0 | 0 | 0 | 0 | 0 | 0 | 0 | 0 | 0 | 0 | 0 | 0 | 0 | 0 | 0 | 0 | 0 | 0 | 0 | 0 | 0 | 0 | 0 | 0 | 0 | 0 | 0 | 0 | 0 | 0 | 0 | 0 | 0 | 0 | 0
[19 empty] | Total | Sum of above (excl WAFU) | £000s | 446.0612 | 458.4006 | 474.0053 | 493.3129 | 516.7028 | 3.6031 | 6.9518 | 10.4702 | 14.2367 | 18.0698 | 21.9889 | 26.0281 | 30.2553 | 34.6311 | 39.0752 | 43.8588 | 48.778 | 53.8862 | 59.1778 | 64.6863 | 70.3605 | 76.1492 | 82.1451 | 88.3255 | 94.6934 | 9.463e-05 | 9.463e-05 | 9.463e-05 | 9.463e-05 | 9.463e-05 | 9.463e-05 | 9.463e-05 | 9.463e-05 | 9.463e-05 | 9.463e-05 | 9.463e-05 | 9.463e-05 | 9.463e-05 | 9.463e-05 | 9.463e-05 | 9.463e-05 | 9.463e-05 | 9.463e-05 | 9.463e-05 | 9.463e-05 | 9.463e-05 | 9.463e-05 | 9.463e-05 | 9.463e-05 | 9.463e-05 | 9.463e-05 | 9.463e-05 | 9.463e-05 | 9.463e-05 | 9.463e-05 | 9.463e-05 | 9.463e-05 | 9.463e-05 | 9.463e-05 | 9.463e-05 | 9.463e-05 | 9.463e-05 | 9.463e-05 | 9.463e-05 | 9.463e-05 | 9.463e-05 | 9.463e-05 | 9.463e-05 | 9.463e-05 | 9.463e-05 | 9.463e-05 | 9.463e-05 | 9.463e-05 | 9.463e-05 | 9.463e-05 | 9.463e-05 | 9.463e-05 | 9.463e-05 | 9.463e-05 | 9.463e-05 | 0 | 0 | 0 | 0 | 0 | 0 | 0 | 0 | 0 | 0 | 0 | 0 | 0 | 0 | 0 | 0 | 0 | 0 | 0 | 0 | 0 | 0 | 0 | 0
58.1x | SESW-LEA-073e: Increased ALC effort_e | SESW-LEA-073e | Active leakage management | N | 2020 | Capacity | 2 | 12412.5703 | 0 | 1893.1344 | 0 | 0.25649 | 0 | 1893.3909 | 15.2518 | 15.2538 |  |  | Gains in WAFU / Savings in demand | Input | Ml/d | 0 | 0 | 0 | 0 | 0 | 0 | 0 | 0 | 0 | 0 | 0.2 | 0.4 | 0.6 | 0.8 | 1 | 1.2 | 1.4 | 1.6 | 1.8 | 2 | 2 | 2 | 2 | 2 | 2 | 2 | 2 | 2 | 2 | 2 | 2 | 2 | 2 | 2 | 2 | 2 | 2 | 2 | 2 | 2 | 2 | 2 | 2 | 2 | 2 | 2 | 2 | 2 | 2 | 2 | 2 | 2 | 2 | 2 | 2 | 2 | 2 | 2 | 2 | 2 | 2 | 2 | 2 | 2 | 2 | 2 | 2 | 2 | 2 | 2 | 2 | 2 | 2 | 2 | 2 | 2 | 2 | 2 | 2 | 2 | 0 | 0 | 0 | 0 | 0 | 0 | 0 | 0 | 0 | 0 | 0 | 0 | 0 | 0 | 0 | 0 | 0 | 0 | 0 | 0 | 0 | 0 | 0 | 0
[19 empty] | Fixed capex | Input | £000s | 0 | 0 | 0 | 0 | 0 | 0 | 0 | 0 | 0 | 0 | 0 | 0 | 0 | 0 | 0 | 0 | 0 | 0 | 0 | 0 | 0 | 0 | 0 | 0 | 0 | 0 | 0 | 0 | 0 | 0 | 0 | 0 | 0 | 0 | 0 | 0 | 0 | 0 | 0 | 0 | 0 | 0 | 0 | 0 | 0 | 0 | 0 | 0 | 0 | 0 | 0 | 0 | 0 | 0 | 0 | 0 | 0 | 0 | 0 | 0 | 0 | 0 | 0 | 0 | 0 | 0 | 0 | 0 | 0 | 0 | 0 | 0 | 0 | 0 | 0 | 0 | 0 | 0 | 0 | 0 | 0 | 0 | 0 | 0 | 0 | 0 | 0 | 0 | 0 | 0 | 0 | 0 | 0 | 0 | 0 | 0 | 0 | 0 | 0 | 0 | 0 | 0 | 0 | 0
[19 empty] | Variable capex | Input | £000s | 0 | 0 | 0 | 0 | 0 | 0 | 0 | 0 | 0 | 0 | 0 | 0 | 0 | 0 | 0 | 0 | 0 | 0 | 0 | 0 | 0 | 0 | 0 | 0 | 0 | 0 | 0 | 0 | 0 | 0 | 0 | 0 | 0 | 0 | 0 | 0 | 0 | 0 | 0 | 0 | 0 | 0 | 0 | 0 | 0 | 0 | 0 | 0 | 0 | 0 | 0 | 0 | 0 | 0 | 0 | 0 | 0 | 0 | 0 | 0 | 0 | 0 | 0 | 0 | 0 | 0 | 0 | 0 | 0 | 0 | 0 | 0 | 0 | 0 | 0 | 0 | 0 | 0 | 0 | 0 | 0 | 0 | 0 | 0 | 0 | 0 | 0 | 0 | 0 | 0 | 0 | 0 | 0 | 0 | 0 | 0 | 0 | 0 | 0 | 0 | 0 | 0 | 0 | 0
[19 empty] | Financing costs | Input | £000s | 0 | 0 | 0 | 0 | 0 | 0 | 0 | 0 | 0 | 0 | 0 | 0 | 0 | 0 | 0 | 0 | 0 | 0 | 0 | 0 | 0 | 0 | 0 | 0 | 0 | 0 | 0 | 0 | 0 | 0 | 0 | 0 | 0 | 0 | 0 | 0 | 0 | 0 | 0 | 0 | 0 | 0 | 0 | 0 | 0 | 0 | 0 | 0 | 0 | 0 | 0 | 0 | 0 | 0 | 0 | 0 | 0 | 0 | 0 | 0 | 0 | 0 | 0 | 0 | 0 | 0 | 0 | 0 | 0 | 0 | 0 | 0 | 0 | 0 | 0 | 0 | 0 | 0 | 0 | 0
[19 empty] | Fixed opex | Input | £000s | 0 | 0 | 0 | 0 | 0 | 0 | 0 | 0 | 0 | 0 | 235.6786 | 241.9342 | 249.5123 | 258.5774 | 269.0334 | 281.3372 | 295.4025 | 311.432 | 329.5617 | 350.0065 | 70.3604 | 76.1491 | 82.145 | 88.3254 | 94.6933 | 0 | 0 | 0 | 0 | 0 | 0 | 0 | 0 | 0 | 0 | 0 | 0 | 0 | 0 | 0 | 0 | 0 | 0 | 0 | 0 | 0 | 0 | 0 | 0 | 0 | 0 | 0 | 0 | 0 | 0 | 0 | 0 | 0 | 0 | 0 | 0 | 0 | 0 | 0 | 0 | 0 | 0 | 0 | 0 | 0 | 0 | 0 | 0 | 0 | 0 | 0 | 0 | 0 | 0 | 0 | 0 | 0 | 0 | 0 | 0 | 0 | 0 | 0 | 0 | 0 | 0 | 0 | 0 | 0 | 0 | 0 | 0 | 0 | 0 | 0 | 0 | 0 | 0 | 0
[19 empty] | Variable opex | Input | £000s | 0 | 0 | 0 | 0 | 0 | 0 | 0 | 0 | 0 | 0 | 0 | 0 | 0 | 0 | 0 | 0 | 0 | 0 | 0 | 0 | 0 | 0 | 0 | 0 | 0 | 0 | 0 | 0 | 0 | 0 | 0 | 0 | 0 | 0 | 0 | 0 | 0 | 0 | 0 | 0 | 0 | 0 | 0 | 0 | 0 | 0 | 0 | 0 | 0 | 0 | 0 | 0 | 0 | 0 | 0 | 0 | 0 | 0 | 0 | 0 | 0 | 0 | 0 | 0 | 0 | 0 | 0 | 0 | 0 | 0 | 0 | 0 | 0 | 0 | 0 | 0 | 0 | 0 | 0 | 0 | 0 | 0 | 0 | 0 | 0 | 0 | 0 | 0 | 0 | 0 | 0 | 0 | 0 | 0 | 0 | 0 | 0 | 0 | 0 | 0 | 0 | 0 | 0 | 0
[19 empty] | Opex savings | Input | £000s | 0 | 0 | 0 | 0 | 0 | 0 | 0 | 0 | 0 | 0 | 0 | 0 | 0 | 0 | 0 | 0 | 0 | 0 | 0 | 0 | 0 | 0 | 0 | 0 | 0 | 0 | 0 | 0 | 0 | 0 | 0 | 0 | 0 | 0 | 0 | 0 | 0 | 0 | 0 | 0 | 0 | 0 | 0 | 0 | 0 | 0 | 0 | 0 | 0 | 0 | 0 | 0 | 0 | 0 | 0 | 0 | 0 | 0 | 0 | 0 | 0 | 0 | 0 | 0 | 0 | 0 | 0 | 0 | 0 | 0 | 0 | 0 | 0 | 0 | 0 | 0 | 0 | 0 | 0 | 0 | 0 | 0 | 0 | 0 | 0 | 0 | 0 | 0 | 0 | 0 | 0 | 0 | 0 | 0 | 0 | 0 | 0 | 0 | 0 | 0 | 0 | 0 | 0 | 0
[19 empty] | Fixed env & social | Input | £000s | 0 | 0 | 0 | 0 | 0 | 0 | 0 | 0 | 0 | 0 | 0 | 0 | 0 | 0 | 0 | 0 | 0 | 0 | 0 | 0 | 0 | 0 | 0 | 0 | 0 | 0 | 0 | 0 | 0 | 0 | 0 | 0 | 0 | 0 | 0 | 0 | 0 | 0 | 0 | 0 | 0 | 0 | 0 | 0 | 0 | 0 | 0 | 0 | 0 | 0 | 0 | 0 | 0 | 0 | 0 | 0 | 0 | 0 | 0 | 0 | 0 | 0 | 0 | 0 | 0 | 0 | 0 | 0 | 0 | 0 | 0 | 0 | 0 | 0 | 0 | 0 | 0 | 0 | 0 | 0 | 0 | 0 | 0 | 0 | 0 | 0 | 0 | 0 | 0 | 0 | 0 | 0 | 0 | 0 | 0 | 0 | 0 | 0 | 0 | 0 | 0 | 0 | 0 | 0
[19 empty] | Variable env & social | Input | £000s | 0 | 0 | 0 | 0 | 0 | 0 | 0 | 0 | 0 | 0 | 0 | 0 | 0 | 0 | 0 | 0 | 0 | 0 | 0 | 0 | 0 | 0 | 0 | 0 | 0 | 0 | 0 | 0 | 0 | 0 | 0 | 0 | 0 | 0 | 0 | 0 | 0 | 0 | 0 | 0 | 0 | 0 | 0 | 0 | 0 | 0 | 0 | 0 | 0 | 0 | 0 | 0 | 0 | 0 | 0 | 0 | 0 | 0 | 0 | 0 | 0 | 0 | 0 | 0 | 0 | 0 | 0 | 0 | 0 | 0 | 0 | 0 | 0 | 0 | 0 | 0 | 0 | 0 | 0 | 0 | 0 | 0 | 0 | 0 | 0 | 0 | 0 | 0 | 0 | 0 | 0 | 0 | 0 | 0 | 0 | 0 | 0 | 0 | 0 | 0 | 0 | 0 | 0 | 0
[19 empty] | Fixed carbon costs | Input | £000s | 0.0089902 | 0.0089902 | 0.0089902 | 0.0089902 | 0.0089902 | 0.0089902 | 0.0089902 | 0.0089902 | 0.0089902 | 0.0089902 | 0.0089902 | 0.0089902 | 0.0089902 | 0.0089902 | 0.0089902 | 0.0089902 | 0.0089902 | 0.0089902 | 0.0089902 | 0.0089902 | 0.0089902 | 0.0089902 | 0.0089902 | 0.0089902 | 0.0089902 | 0.0089902 | 0.0089902 | 0.0089902 | 0.0089902 | 0.0089902 | 0.0089902 | 0.0089902 | 0.0089902 | 0.0089902 | 0.0089902 | 0.0089902 | 0.0089902 | 0.0089902 | 0.0089902 | 0.0089902 | 0.0089902 | 0.0089902 | 0.0089902 | 0.0089902 | 0.0089902 | 0.0089902 | 0.0089902 | 0.0089902 | 0.0089902 | 0.0089902 | 0.0089902 | 0.0089902 | 0.0089902 | 0.0089902 | 0.0089902 | 0.0089902 | 0.0089902 | 0.0089902 | 0.0089902 | 0.0089902 | 0.0089902 | 0.0089902 | 0.0089902 | 0.0089902 | 0.0089902 | 0.0089902 | 0.0089902 | 0.0089902 | 0.0089902 | 0.0089902 | 0.0089902 | 0.0089902 | 0.0089902 | 0.0089902 | 0.0089902 | 0.0089902 | 0.0089902 | 0.0089902 | 0.0089902 | 0.0089902 | 0 | 0 | 0 | 0 | 0 | 0 | 0 | 0 | 0 | 0 | 0 | 0 | 0 | 0 | 0 | 0 | 0 | 0 | 0 | 0 | 0 | 0 | 0 | 0
[19 empty] | Variable carbon costs | Input | £000s | 0 | 0 | 0 | 0 | 0 | 0 | 0 | 0 | 0 | 0 | 0 | 0 | 0 | 0 | 0 | 0 | 0 | 0 | 0 | 0 | 0 | 0 | 0 | 0 | 0 | 0 | 0 | 0 | 0 | 0 | 0 | 0 | 0 | 0 | 0 | 0 | 0 | 0 | 0 | 0 | 0 | 0 | 0 | 0 | 0 | 0 | 0 | 0 | 0 | 0 | 0 | 0 | 0 | 0 | 0 | 0 | 0 | 0 | 0 | 0 | 0 | 0 | 0 | 0 | 0 | 0 | 0 | 0 | 0 | 0 | 0 | 0 | 0 | 0 | 0 | 0 | 0 | 0 | 0 | 0 | 0 | 0 | 0 | 0 | 0 | 0 | 0 | 0 | 0 | 0 | 0 | 0 | 0 | 0 | 0 | 0 | 0 | 0 | 0 | 0 | 0 | 0 | 0 | 0
[19 empty] | Customer willingness to pay | Input | £000s | 0 | 0 | 0 | 0 | 0 | 0 | 0 | 0 | 0 | 0 | 0 | 0 | 0 | 0 | 0 | 0 | 0 | 0 | 0 | 0 | 0 | 0 | 0 | 0 | 0 | 0 | 0 | 0 | 0 | 0 | 0 | 0 | 0 | 0 | 0 | 0 | 0 | 0 | 0 | 0 | 0 | 0 | 0 | 0 | 0 | 0 | 0 | 0 | 0 | 0 | 0 | 0 | 0 | 0 | 0 | 0 | 0 | 0 | 0 | 0 | 0 | 0 | 0 | 0 | 0 | 0 | 0 | 0 | 0 | 0 | 0 | 0 | 0 | 0 | 0 | 0 | 0 | 0 | 0 | 0 | 0 | 0 | 0 | 0 | 0 | 0 | 0 | 0 | 0 | 0 | 0 | 0 | 0 | 0 | 0 | 0 | 0 | 0 | 0 | 0 | 0 | 0 | 0 | 0
[19 empty] | Total | Sum of above (excl WAFU) | £000s | 0.0089902 | 0.0089902 | 0.0089902 | 0.0089902 | 0.0089902 | 0.0089902 | 0.0089902 | 0.0089902 | 0.0089902 | 0.0089902 | 235.6876 | 241.9432 | 249.5213 | 258.5864 | 269.0424 | 281.3462 | 295.4115 | 311.441 | 329.5707 | 350.0155 | 70.3693 | 76.1581 | 82.154 | 88.3344 | 94.7023 | 0.0089902 | 0.0089902 | 0.0089902 | 0.0089902 | 0.0089902 | 0.0089902 | 0.0089902 | 0.0089902 | 0.0089902 | 0.0089902 | 0.0089902 | 0.0089902 | 0.0089902 | 0.0089902 | 0.0089902 | 0.0089902 | 0.0089902 | 0.0089902 | 0.0089902 | 0.0089902 | 0.0089902 | 0.0089902 | 0.0089902 | 0.0089902 | 0.0089902 | 0.0089902 | 0.0089902 | 0.0089902 | 0.0089902 | 0.0089902 | 0.0089902 | 0.0089902 | 0.0089902 | 0.0089902 | 0.0089902 | 0.0089902 | 0.0089902 | 0.0089902 | 0.0089902 | 0.0089902 | 0.0089902 | 0.0089902 | 0.0089902 | 0.0089902 | 0.0089902 | 0.0089902 | 0.0089902 | 0.0089902 | 0.0089902 | 0.0089902 | 0.0089902 | 0.0089902 | 0.0089902 | 0.0089902 | 0.0089902 | 0 | 0 | 0 | 0 | 0 | 0 | 0 | 0 | 0 | 0 | 0 | 0 | 0 | 0 | 0 | 0 | 0 | 0 | 0 | 0 | 0 | 0 | 0 | 0
58.1x | SESW-LEA-073d: Increased ALC effort_d | SESW-LEA-073d | Active leakage management | N | 2020 | Capacity | 2 | 14884.9245 | 0 | 2223.9364 | 0 | 0.26972 | 0 | 2224.2061 | 14.9409 | 14.9427 |  |  | Gains in WAFU / Savings in demand | Input | Ml/d | 0 | 0 | 0 | 0 | 0 | 0.2 | 0.4 | 0.6 | 0.8 | 1 | 1.2 | 1.4 | 1.6 | 1.8 | 2 | 2 | 2 | 2 | 2 | 2 | 2 | 2 | 2 | 2 | 2 | 2 | 2 | 2 | 2 | 2 | 2 | 2 | 2 | 2 | 2 | 2 | 2 | 2 | 2 | 2 | 2 | 2 | 2 | 2 | 2 | 2 | 2 | 2 | 2 | 2 | 2 | 2 | 2 | 2 | 2 | 2 | 2 | 2 | 2 | 2 | 2 | 2 | 2 | 2 | 2 | 2 | 2 | 2 | 2 | 2 | 2 | 2 | 2 | 2 | 2 | 2 | 2 | 2 | 2 | 2 | 0 | 0 | 0 | 0 | 0 | 0 | 0 | 0 | 0 | 0 | 0 | 0 | 0 | 0 | 0 | 0 | 0 | 0 | 0 | 0 | 0 | 0 | 0 | 0
[19 empty] | Fixed capex | Input | £000s | 0 | 0 | 0 | 0 | 0 | 0 | 0 | 0 | 0 | 0 | 0 | 0 | 0 | 0 | 0 | 0 | 0 | 0 | 0 | 0 | 0 | 0 | 0 | 0 | 0 | 0 | 0 | 0 | 0 | 0 | 0 | 0 | 0 | 0 | 0 | 0 | 0 | 0 | 0 | 0 | 0 | 0 | 0 | 0 | 0 | 0 | 0 | 0 | 0 | 0 | 0 | 0 | 0 | 0 | 0 | 0 | 0 | 0 | 0 | 0 | 0 | 0 | 0 | 0 | 0 | 0 | 0 | 0 | 0 | 0 | 0 | 0 | 0 | 0 | 0 | 0 | 0 | 0 | 0 | 0 | 0 | 0 | 0 | 0 | 0 | 0 | 0 | 0 | 0 | 0 | 0 | 0 | 0 | 0 | 0 | 0 | 0 | 0 | 0 | 0 | 0 | 0 | 0 | 0
[19 empty] | Variable capex | Input | £000s | 0 | 0 | 0 | 0 | 0 | 0 | 0 | 0 | 0 | 0 | 0 | 0 | 0 | 0 | 0 | 0 | 0 | 0 | 0 | 0 | 0 | 0 | 0 | 0 | 0 | 0 | 0 | 0 | 0 | 0 | 0 | 0 | 0 | 0 | 0 | 0 | 0 | 0 | 0 | 0 | 0 | 0 | 0 | 0 | 0 | 0 | 0 | 0 | 0 | 0 | 0 | 0 | 0 | 0 | 0 | 0 | 0 | 0 | 0 | 0 | 0 | 0 | 0 | 0 | 0 | 0 | 0 | 0 | 0 | 0 | 0 | 0 | 0 | 0 | 0 | 0 | 0 | 0 | 0 | 0 | 0 | 0 | 0 | 0 | 0 | 0 | 0 | 0 | 0 | 0 | 0 | 0 | 0 | 0 | 0 | 0 | 0 | 0 | 0 | 0 | 0 | 0 | 0 | 0
[19 empty] | Financing costs | Input | £000s | 0 | 0 | 0 | 0 | 0 | 0 | 0 | 0 | 0 | 0 | 0 | 0 | 0 | 0 | 0 | 0 | 0 | 0 | 0 | 0 | 0 | 0 | 0 | 0 | 0 | 0 | 0 | 0 | 0 | 0 | 0 | 0 | 0 | 0 | 0 | 0 | 0 | 0 | 0 | 0 | 0 | 0 | 0 | 0 | 0 | 0 | 0 | 0 | 0 | 0 | 0 | 0 | 0 | 0 | 0 | 0 | 0 | 0 | 0 | 0 | 0 | 0 | 0 | 0 | 0 | 0 | 0 | 0 | 0 | 0 | 0 | 0 | 0 | 0 | 0 | 0 | 0 | 0 | 0 | 0
[19 empty] | Fixed opex | Input | £000s | 0 | 0 | 0 | 0 | 0 | 227.6936 | 231.8888 | 237.2015 | 243.8636 | 251.808 | 261.1193 | 271.9303 | 284.394 | 298.691 | 314.6858 | 43.8587 | 48.7779 | 53.8861 | 59.1777 | 64.6862 | 70.3604 | 76.1491 | 82.145 | 88.3254 | 94.6933 | 0 | 0 | 0 | 0 | 0 | 0 | 0 | 0 | 0 | 0 | 0 | 0 | 0 | 0 | 0 | 0 | 0 | 0 | 0 | 0 | 0 | 0 | 0 | 0 | 0 | 0 | 0 | 0 | 0 | 0 | 0 | 0 | 0 | 0 | 0 | 0 | 0 | 0 | 0 | 0 | 0 | 0 | 0 | 0 | 0 | 0 | 0 | 0 | 0 | 0 | 0 | 0 | 0 | 0 | 0 | 0 | 0 | 0 | 0 | 0 | 0 | 0 | 0 | 0 | 0 | 0 | 0 | 0 | 0 | 0 | 0 | 0 | 0 | 0 | 0 | 0 | 0 | 0 | 0
[19 empty] | Variable opex | Input | £000s | 0 | 0 | 0 | 0 | 0 | 0 | 0 | 0 | 0 | 0 | 0 | 0 | 0 | 0 | 0 | 0 | 0 | 0 | 0 | 0 | 0 | 0 | 0 | 0 | 0 | 0 | 0 | 0 | 0 | 0 | 0 | 0 | 0 | 0 | 0 | 0 | 0 | 0 | 0 | 0 | 0 | 0 | 0 | 0 | 0 | 0 | 0 | 0 | 0 | 0 | 0 | 0 | 0 | 0 | 0 | 0 | 0 | 0 | 0 | 0 | 0 | 0 | 0 | 0 | 0 | 0 | 0 | 0 | 0 | 0 | 0 | 0 | 0 | 0 | 0 | 0 | 0 | 0 | 0 | 0 | 0 | 0 | 0 | 0 | 0 | 0 | 0 | 0 | 0 | 0 | 0 | 0 | 0 | 0 | 0 | 0 | 0 | 0 | 0 | 0 | 0 | 0 | 0 | 0
[19 empty] | Opex savings | Input | £000s | 0 | 0 | 0 | 0 | 0 | 0 | 0 | 0 | 0 | 0 | 0 | 0 | 0 | 0 | 0 | 0 | 0 | 0 | 0 | 0 | 0 | 0 | 0 | 0 | 0 | 0 | 0 | 0 | 0 | 0 | 0 | 0 | 0 | 0 | 0 | 0 | 0 | 0 | 0 | 0 | 0 | 0 | 0 | 0 | 0 | 0 | 0 | 0 | 0 | 0 | 0 | 0 | 0 | 0 | 0 | 0 | 0 | 0 | 0 | 0 | 0 | 0 | 0 | 0 | 0 | 0 | 0 | 0 | 0 | 0 | 0 | 0 | 0 | 0 | 0 | 0 | 0 | 0 | 0 | 0 | 0 | 0 | 0 | 0 | 0 | 0 | 0 | 0 | 0 | 0 | 0 | 0 | 0 | 0 | 0 | 0 | 0 | 0 | 0 | 0 | 0 | 0 | 0 | 0
[19 empty] | Fixed env & social | Input | £000s | 0 | 0 | 0 | 0 | 0 | 0 | 0 | 0 | 0 | 0 | 0 | 0 | 0 | 0 | 0 | 0 | 0 | 0 | 0 | 0 | 0 | 0 | 0 | 0 | 0 | 0 | 0 | 0 | 0 | 0 | 0 | 0 | 0 | 0 | 0 | 0 | 0 | 0 | 0 | 0 | 0 | 0 | 0 | 0 | 0 | 0 | 0 | 0 | 0 | 0 | 0 | 0 | 0 | 0 | 0 | 0 | 0 | 0 | 0 | 0 | 0 | 0 | 0 | 0 | 0 | 0 | 0 | 0 | 0 | 0 | 0 | 0 | 0 | 0 | 0 | 0 | 0 | 0 | 0 | 0 | 0 | 0 | 0 | 0 | 0 | 0 | 0 | 0 | 0 | 0 | 0 | 0 | 0 | 0 | 0 | 0 | 0 | 0 | 0 | 0 | 0 | 0 | 0 | 0
[19 empty] | Variable env & social | Input | £000s | 0 | 0 | 0 | 0 | 0 | 0 | 0 | 0 | 0 | 0 | 0 | 0 | 0 | 0 | 0 | 0 | 0 | 0 | 0 | 0 | 0 | 0 | 0 | 0 | 0 | 0 | 0 | 0 | 0 | 0 | 0 | 0 | 0 | 0 | 0 | 0 | 0 | 0 | 0 | 0 | 0 | 0 | 0 | 0 | 0 | 0 | 0 | 0 | 0 | 0 | 0 | 0 | 0 | 0 | 0 | 0 | 0 | 0 | 0 | 0 | 0 | 0 | 0 | 0 | 0 | 0 | 0 | 0 | 0 | 0 | 0 | 0 | 0 | 0 | 0 | 0 | 0 | 0 | 0 | 0 | 0 | 0 | 0 | 0 | 0 | 0 | 0 | 0 | 0 | 0 | 0 | 0 | 0 | 0 | 0 | 0 | 0 | 0 | 0 | 0 | 0 | 0 | 0 | 0
[19 empty] | Fixed carbon costs | Input | £000s | 0.009454 | 0.009454 | 0.009454 | 0.009454 | 0.009454 | 0.009454 | 0.009454 | 0.009454 | 0.009454 | 0.009454 | 0.009454 | 0.009454 | 0.009454 | 0.009454 | 0.009454 | 0.009454 | 0.009454 | 0.009454 | 0.009454 | 0.009454 | 0.009454 | 0.009454 | 0.009454 | 0.009454 | 0.009454 | 0.009454 | 0.009454 | 0.009454 | 0.009454 | 0.009454 | 0.009454 | 0.009454 | 0.009454 | 0.009454 | 0.009454 | 0.009454 | 0.009454 | 0.009454 | 0.009454 | 0.009454 | 0.009454 | 0.009454 | 0.009454 | 0.009454 | 0.009454 | 0.009454 | 0.009454 | 0.009454 | 0.009454 | 0.009454 | 0.009454 | 0.009454 | 0.009454 | 0.009454 | 0.009454 | 0.009454 | 0.009454 | 0.009454 | 0.009454 | 0.009454 | 0.009454 | 0.009454 | 0.009454 | 0.009454 | 0.009454 | 0.009454 | 0.009454 | 0.009454 | 0.009454 | 0.009454 | 0.009454 | 0.009454 | 0.009454 | 0.009454 | 0.009454 | 0.009454 | 0.009454 | 0.009454 | 0.009454 | 0.009454 | 0 | 0 | 0 | 0 | 0 | 0 | 0 | 0 | 0 | 0 | 0 | 0 | 0 | 0 | 0 | 0 | 0 | 0 | 0 | 0 | 0 | 0 | 0 | 0
[19 empty] | Variable carbon costs | Input | £000s | 0 | 0 | 0 | 0 | 0 | 0 | 0 | 0 | 0 | 0 | 0 | 0 | 0 | 0 | 0 | 0 | 0 | 0 | 0 | 0 | 0 | 0 | 0 | 0 | 0 | 0 | 0 | 0 | 0 | 0 | 0 | 0 | 0 | 0 | 0 | 0 | 0 | 0 | 0 | 0 | 0 | 0 | 0 | 0 | 0 | 0 | 0 | 0 | 0 | 0 | 0 | 0 | 0 | 0 | 0 | 0 | 0 | 0 | 0 | 0 | 0 | 0 | 0 | 0 | 0 | 0 | 0 | 0 | 0 | 0 | 0 | 0 | 0 | 0 | 0 | 0 | 0 | 0 | 0 | 0 | 0 | 0 | 0 | 0 | 0 | 0 | 0 | 0 | 0 | 0 | 0 | 0 | 0 | 0 | 0 | 0 | 0 | 0 | 0 | 0 | 0 | 0 | 0 | 0
[19 empty] | Customer willingness to pay | Input | £000s | 0 | 0 | 0 | 0 | 0 | 0 | 0 | 0 | 0 | 0 | 0 | 0 | 0 | 0 | 0 | 0 | 0 | 0 | 0 | 0 | 0 | 0 | 0 | 0 | 0 | 0 | 0 | 0 | 0 | 0 | 0 | 0 | 0 | 0 | 0 | 0 | 0 | 0 | 0 | 0 | 0 | 0 | 0 | 0 | 0 | 0 | 0 | 0 | 0 | 0 | 0 | 0 | 0 | 0 | 0 | 0 | 0 | 0 | 0 | 0 | 0 | 0 | 0 | 0 | 0 | 0 | 0 | 0 | 0 | 0 | 0 | 0 | 0 | 0 | 0 | 0 | 0 | 0 | 0 | 0 | 0 | 0 | 0 | 0 | 0 | 0 | 0 | 0 | 0 | 0 | 0 | 0 | 0 | 0 | 0 | 0 | 0 | 0 | 0 | 0 | 0 | 0 | 0 | 0
[19 empty] | Total | Sum of above (excl WAFU) | £000s | 0.009454 | 0.009454 | 0.009454 | 0.009454 | 0.009454 | 227.7031 | 231.8983 | 237.2109 | 243.873 | 251.8175 | 261.1287 | 271.9398 | 284.4034 | 298.7005 | 314.6953 | 43.8681 | 48.7873 | 53.8956 | 59.1872 | 64.6957 | 70.3698 | 76.1585 | 82.1544 | 88.3349 | 94.7027 | 0.009454 | 0.009454 | 0.009454 | 0.009454 | 0.009454 | 0.009454 | 0.009454 | 0.009454 | 0.009454 | 0.009454 | 0.009454 | 0.009454 | 0.009454 | 0.009454 | 0.009454 | 0.009454 | 0.009454 | 0.009454 | 0.009454 | 0.009454 | 0.009454 | 0.009454 | 0.009454 | 0.009454 | 0.009454 | 0.009454 | 0.009454 | 0.009454 | 0.009454 | 0.009454 | 0.009454 | 0.009454 | 0.009454 | 0.009454 | 0.009454 | 0.009454 | 0.009454 | 0.009454 | 0.009454 | 0.009454 | 0.009454 | 0.009454 | 0.009454 | 0.009454 | 0.009454 | 0.009454 | 0.009454 | 0.009454 | 0.009454 | 0.009454 | 0.009454 | 0.009454 | 0.009454 | 0.009454 | 0.009454 | 0 | 0 | 0 | 0 | 0 | 0 | 0 | 0 | 0 | 0 | 0 | 0 | 0 | 0 | 0 | 0 | 0 | 0 | 0 | 0 | 0 | 0 | 0 | 0
58.1x | SESW-LEA-073c: Increased ALC effort_c | SESW-LEA-073c | Active leakage management | N | 2020 | Capacity | 2 | 17821.3058 | 0 | 2536.037 | 0 | 0.27728 | 0 | 2536.3142 | 14.2304 | 14.2319 |  |  | Gains in WAFU / Savings in demand | Input | Ml/d | 0.2 | 0.4 | 0.6 | 0.8 | 1 | 1.2 | 1.4 | 1.6 | 1.8 | 2 | 2 | 2 | 2 | 2 | 2 | 2 | 2 | 2 | 2 | 2 | 2 | 2 | 2 | 2 | 2 | 2 | 2 | 2 | 2 | 2 | 2 | 2 | 2 | 2 | 2 | 2 | 2 | 2 | 2 | 2 | 2 | 2 | 2 | 2 | 2 | 2 | 2 | 2 | 2 | 2 | 2 | 2 | 2 | 2 | 2 | 2 | 2 | 2 | 2 | 2 | 2 | 2 | 2 | 2 | 2 | 2 | 2 | 2 | 2 | 2 | 2 | 2 | 2 | 2 | 2 | 2 | 2 | 2 | 2 | 2 | 0 | 0 | 0 | 0 | 0 | 0 | 0 | 0 | 0 | 0 | 0 | 0 | 0 | 0 | 0 | 0 | 0 | 0 | 0 | 0 | 0 | 0 | 0 | 0
[19 empty] | Fixed capex | Input | £000s | 0 | 0 | 0 | 0 | 0 | 0 | 0 | 0 | 0 | 0 | 0 | 0 | 0 | 0 | 0 | 0 | 0 | 0 | 0 | 0 | 0 | 0 | 0 | 0 | 0 | 0 | 0 | 0 | 0 | 0 | 0 | 0 | 0 | 0 | 0 | 0 | 0 | 0 | 0 | 0 | 0 | 0 | 0 | 0 | 0 | 0 | 0 | 0 | 0 | 0 | 0 | 0 | 0 | 0 | 0 | 0 | 0 | 0 | 0 | 0 | 0 | 0 | 0 | 0 | 0 | 0 | 0 | 0 | 0 | 0 | 0 | 0 | 0 | 0 | 0 | 0 | 0 | 0 | 0 | 0 | 0 | 0 | 0 | 0 | 0 | 0 | 0 | 0 | 0 | 0 | 0 | 0 | 0 | 0 | 0 | 0 | 0 | 0 | 0 | 0 | 0 | 0 | 0 | 0
[19 empty] | Variable capex | Input | £000s | 0 | 0 | 0 | 0 | 0 | 0 | 0 | 0 | 0 | 0 | 0 | 0 | 0 | 0 | 0 | 0 | 0 | 0 | 0 | 0 | 0 | 0 | 0 | 0 | 0 | 0 | 0 | 0 | 0 | 0 | 0 | 0 | 0 | 0 | 0 | 0 | 0 | 0 | 0 | 0 | 0 | 0 | 0 | 0 | 0 | 0 | 0 | 0 | 0 | 0 | 0 | 0 | 0 | 0 | 0 | 0 | 0 | 0 | 0 | 0 | 0 | 0 | 0 | 0 | 0 | 0 | 0 | 0 | 0 | 0 | 0 | 0 | 0 | 0 | 0 | 0 | 0 | 0 | 0 | 0 | 0 | 0 | 0 | 0 | 0 | 0 | 0 | 0 | 0 | 0 | 0 | 0 | 0 | 0 | 0 | 0 | 0 | 0 | 0 | 0 | 0 | 0 | 0 | 0
[19 empty] | Financing costs | Input | £000s | 0 | 0 | 0 | 0 | 0 | 0 | 0 | 0 | 0 | 0 | 0 | 0 | 0 | 0 | 0 | 0 | 0 | 0 | 0 | 0 | 0 | 0 | 0 | 0 | 0 | 0 | 0 | 0 | 0 | 0 | 0 | 0 | 0 | 0 | 0 | 0 | 0 | 0 | 0 | 0 | 0 | 0 | 0 | 0 | 0 | 0 | 0 | 0 | 0 | 0 | 0 | 0 | 0 | 0 | 0 | 0 | 0 | 0 | 0 | 0 | 0 | 0 | 0 | 0 | 0 | 0 | 0 | 0 | 0 | 0 | 0 | 0 | 0 | 0 | 0 | 0 | 0 | 0 | 0 | 0
[19 empty] | Fixed opex | Input | £000s | 220.7992 | 223.2419 | 226.6523 | 231.1433 | 236.7814 | 243.5873 | 251.6878 | 261.1839 | 272.3844 | 285.1396 | 21.9888 | 26.028 | 30.2552 | 34.631 | 39.0751 | 43.8587 | 48.7779 | 53.8861 | 59.1777 | 64.6862 | 70.3604 | 76.1491 | 82.145 | 88.3254 | 94.6933 | 0 | 0 | 0 | 0 | 0 | 0 | 0 | 0 | 0 | 0 | 0 | 0 | 0 | 0 | 0 | 0 | 0 | 0 | 0 | 0 | 0 | 0 | 0 | 0 | 0 | 0 | 0 | 0 | 0 | 0 | 0 | 0 | 0 | 0 | 0 | 0 | 0 | 0 | 0 | 0 | 0 | 0 | 0 | 0 | 0 | 0 | 0 | 0 | 0 | 0 | 0 | 0 | 0 | 0 | 0 | 0 | 0 | 0 | 0 | 0 | 0 | 0 | 0 | 0 | 0 | 0 | 0 | 0 | 0 | 0 | 0 | 0 | 0 | 0 | 0 | 0 | 0 | 0 | 0
[19 empty] | Variable opex | Input | £000s | 0 | 0 | 0 | 0 | 0 | 0 | 0 | 0 | 0 | 0 | 0 | 0 | 0 | 0 | 0 | 0 | 0 | 0 | 0 | 0 | 0 | 0 | 0 | 0 | 0 | 0 | 0 | 0 | 0 | 0 | 0 | 0 | 0 | 0 | 0 | 0 | 0 | 0 | 0 | 0 | 0 | 0 | 0 | 0 | 0 | 0 | 0 | 0 | 0 | 0 | 0 | 0 | 0 | 0 | 0 | 0 | 0 | 0 | 0 | 0 | 0 | 0 | 0 | 0 | 0 | 0 | 0 | 0 | 0 | 0 | 0 | 0 | 0 | 0 | 0 | 0 | 0 | 0 | 0 | 0 | 0 | 0 | 0 | 0 | 0 | 0 | 0 | 0 | 0 | 0 | 0 | 0 | 0 | 0 | 0 | 0 | 0 | 0 | 0 | 0 | 0 | 0 | 0 | 0
[19 empty] | Opex savings | Input | £000s | 0 | 0 | 0 | 0 | 0 | 0 | 0 | 0 | 0 | 0 | 0 | 0 | 0 | 0 | 0 | 0 | 0 | 0 | 0 | 0 | 0 | 0 | 0 | 0 | 0 | 0 | 0 | 0 | 0 | 0 | 0 | 0 | 0 | 0 | 0 | 0 | 0 | 0 | 0 | 0 | 0 | 0 | 0 | 0 | 0 | 0 | 0 | 0 | 0 | 0 | 0 | 0 | 0 | 0 | 0 | 0 | 0 | 0 | 0 | 0 | 0 | 0 | 0 | 0 | 0 | 0 | 0 | 0 | 0 | 0 | 0 | 0 | 0 | 0 | 0 | 0 | 0 | 0 | 0 | 0 | 0 | 0 | 0 | 0 | 0 | 0 | 0 | 0 | 0 | 0 | 0 | 0 | 0 | 0 | 0 | 0 | 0 | 0 | 0 | 0 | 0 | 0 | 0 | 0
[19 empty] | Fixed env & social | Input | £000s | 0 | 0 | 0 | 0 | 0 | 0 | 0 | 0 | 0 | 0 | 0 | 0 | 0 | 0 | 0 | 0 | 0 | 0 | 0 | 0 | 0 | 0 | 0 | 0 | 0 | 0 | 0 | 0 | 0 | 0 | 0 | 0 | 0 | 0 | 0 | 0 | 0 | 0 | 0 | 0 | 0 | 0 | 0 | 0 | 0 | 0 | 0 | 0 | 0 | 0 | 0 | 0 | 0 | 0 | 0 | 0 | 0 | 0 | 0 | 0 | 0 | 0 | 0 | 0 | 0 | 0 | 0 | 0 | 0 | 0 | 0 | 0 | 0 | 0 | 0 | 0 | 0 | 0 | 0 | 0 | 0 | 0 | 0 | 0 | 0 | 0 | 0 | 0 | 0 | 0 | 0 | 0 | 0 | 0 | 0 | 0 | 0 | 0 | 0 | 0 | 0 | 0 | 0 | 0
[19 empty] | Variable env & social | Input | £000s | 0 | 0 | 0 | 0 | 0 | 0 | 0 | 0 | 0 | 0 | 0 | 0 | 0 | 0 | 0 | 0 | 0 | 0 | 0 | 0 | 0 | 0 | 0 | 0 | 0 | 0 | 0 | 0 | 0 | 0 | 0 | 0 | 0 | 0 | 0 | 0 | 0 | 0 | 0 | 0 | 0 | 0 | 0 | 0 | 0 | 0 | 0 | 0 | 0 | 0 | 0 | 0 | 0 | 0 | 0 | 0 | 0 | 0 | 0 | 0 | 0 | 0 | 0 | 0 | 0 | 0 | 0 | 0 | 0 | 0 | 0 | 0 | 0 | 0 | 0 | 0 | 0 | 0 | 0 | 0 | 0 | 0 | 0 | 0 | 0 | 0 | 0 | 0 | 0 | 0 | 0 | 0 | 0 | 0 | 0 | 0 | 0 | 0 | 0 | 0 | 0 | 0 | 0 | 0
[19 empty] | Fixed carbon costs | Input | £000s | 0.0097191 | 0.0097191 | 0.0097191 | 0.0097191 | 0.0097191 | 0.0097191 | 0.0097191 | 0.0097191 | 0.0097191 | 0.0097191 | 0.0097191 | 0.0097191 | 0.0097191 | 0.0097191 | 0.0097191 | 0.0097191 | 0.0097191 | 0.0097191 | 0.0097191 | 0.0097191 | 0.0097191 | 0.0097191 | 0.0097191 | 0.0097191 | 0.0097191 | 0.0097191 | 0.0097191 | 0.0097191 | 0.0097191 | 0.0097191 | 0.0097191 | 0.0097191 | 0.0097191 | 0.0097191 | 0.0097191 | 0.0097191 | 0.0097191 | 0.0097191 | 0.0097191 | 0.0097191 | 0.0097191 | 0.0097191 | 0.0097191 | 0.0097191 | 0.0097191 | 0.0097191 | 0.0097191 | 0.0097191 | 0.0097191 | 0.0097191 | 0.0097191 | 0.0097191 | 0.0097191 | 0.0097191 | 0.0097191 | 0.0097191 | 0.0097191 | 0.0097191 | 0.0097191 | 0.0097191 | 0.0097191 | 0.0097191 | 0.0097191 | 0.0097191 | 0.0097191 | 0.0097191 | 0.0097191 | 0.0097191 | 0.0097191 | 0.0097191 | 0.0097191 | 0.0097191 | 0.0097191 | 0.0097191 | 0.0097191 | 0.0097191 | 0.0097191 | 0.0097191 | 0.0097191 | 0.0097191 | 0 | 0 | 0 | 0 | 0 | 0 | 0 | 0 | 0 | 0 | 0 | 0 | 0 | 0 | 0 | 0 | 0 | 0 | 0 | 0 | 0 | 0 | 0 | 0
[19 empty] | Variable carbon costs | Input | £000s | 0 | 0 | 0 | 0 | 0 | 0 | 0 | 0 | 0 | 0 | 0 | 0 | 0 | 0 | 0 | 0 | 0 | 0 | 0 | 0 | 0 | 0 | 0 | 0 | 0 | 0 | 0 | 0 | 0 | 0 | 0 | 0 | 0 | 0 | 0 | 0 | 0 | 0 | 0 | 0 | 0 | 0 | 0 | 0 | 0 | 0 | 0 | 0 | 0 | 0 | 0 | 0 | 0 | 0 | 0 | 0 | 0 | 0 | 0 | 0 | 0 | 0 | 0 | 0 | 0 | 0 | 0 | 0 | 0 | 0 | 0 | 0 | 0 | 0 | 0 | 0 | 0 | 0 | 0 | 0 | 0 | 0 | 0 | 0 | 0 | 0 | 0 | 0 | 0 | 0 | 0 | 0 | 0 | 0 | 0 | 0 | 0 | 0 | 0 | 0 | 0 | 0 | 0 | 0
[19 empty] | Customer willingness to pay | Input | £000s | 0 | 0 | 0 | 0 | 0 | 0 | 0 | 0 | 0 | 0 | 0 | 0 | 0 | 0 | 0 | 0 | 0 | 0 | 0 | 0 | 0 | 0 | 0 | 0 | 0 | 0 | 0 | 0 | 0 | 0 | 0 | 0 | 0 | 0 | 0 | 0 | 0 | 0 | 0 | 0 | 0 | 0 | 0 | 0 | 0 | 0 | 0 | 0 | 0 | 0 | 0 | 0 | 0 | 0 | 0 | 0 | 0 | 0 | 0 | 0 | 0 | 0 | 0 | 0 | 0 | 0 | 0 | 0 | 0 | 0 | 0 | 0 | 0 | 0 | 0 | 0 | 0 | 0 | 0 | 0 | 0 | 0 | 0 | 0 | 0 | 0 | 0 | 0 | 0 | 0 | 0 | 0 | 0 | 0 | 0 | 0 | 0 | 0 | 0 | 0 | 0 | 0 | 0 | 0
[19 empty] | Total | Sum of above (excl WAFU) | £000s | 220.8089 | 223.2516 | 226.662 | 231.153 | 236.7912 | 243.597 | 251.6975 | 261.1936 | 272.3941 | 285.1493 | 21.9985 | 26.0377 | 30.2649 | 34.6407 | 39.0849 | 43.8684 | 48.7876 | 53.8958 | 59.1875 | 64.696 | 70.3701 | 76.1588 | 82.1547 | 88.3351 | 94.703 | 0.0097191 | 0.0097191 | 0.0097191 | 0.0097191 | 0.0097191 | 0.0097191 | 0.0097191 | 0.0097191 | 0.0097191 | 0.0097191 | 0.0097191 | 0.0097191 | 0.0097191 | 0.0097191 | 0.0097191 | 0.0097191 | 0.0097191 | 0.0097191 | 0.0097191 | 0.0097191 | 0.0097191 | 0.0097191 | 0.0097191 | 0.0097191 | 0.0097191 | 0.0097191 | 0.0097191 | 0.0097191 | 0.0097191 | 0.0097191 | 0.0097191 | 0.0097191 | 0.0097191 | 0.0097191 | 0.0097191 | 0.0097191 | 0.0097191 | 0.0097191 | 0.0097191 | 0.0097191 | 0.0097191 | 0.0097191 | 0.0097191 | 0.0097191 | 0.0097191 | 0.0097191 | 0.0097191 | 0.0097191 | 0.0097191 | 0.0097191 | 0.0097191 | 0.0097191 | 0.0097191 | 0.0097191 | 0.0097191 | 0 | 0 | 0 | 0 | 0 | 0 | 0 | 0 | 0 | 0 | 0 | 0 | 0 | 0 | 0 | 0 | 0 | 0 | 0 | 0 | 0 | 0 | 0 | 0
58.1x | SESW-LEA-073b: Increased ALC effort_b | SESW-LEA-073b | Active leakage management | N | 2020 | Capacity | 4 | 30233.8761 | 0 | 5060.6503 | 0 | 0.60792 | 0 | 5061.2582 | 16.7383 | 16.7404 |  |  | Gains in WAFU / Savings in demand | Input | Ml/d | 0.2 | 0.4 | 0.6 | 0.8 | 1 | 1.2 | 1.4 | 1.6 | 1.8 | 2 | 2.2 | 2.4 | 2.6 | 2.8 | 3 | 3.2 | 3.4 | 3.6 | 3.8 | 4 | 4 | 4 | 4 | 4 | 4 | 4 | 4 | 4 | 4 | 4 | 4 | 4 | 4 | 4 | 4 | 4 | 4 | 4 | 4 | 4 | 4 | 4 | 4 | 4 | 4 | 4 | 4 | 4 | 4 | 4 | 4 | 4 | 4 | 4 | 4 | 4 | 4 | 4 | 4 | 4 | 4 | 4 | 4 | 4 | 4 | 4 | 4 | 4 | 4 | 4 | 4 | 4 | 4 | 4 | 4 | 4 | 4 | 4 | 4 | 4 | 0 | 0 | 0 | 0 | 0 | 0 | 0 | 0 | 0 | 0 | 0 | 0 | 0 | 0 | 0 | 0 | 0 | 0 | 0 | 0 | 0 | 0 | 0 | 0
[19 empty] | Fixed capex | Input | £000s | 0 | 0 | 0 | 0 | 0 | 0 | 0 | 0 | 0 | 0 | 0 | 0 | 0 | 0 | 0 | 0 | 0 | 0 | 0 | 0 | 0 | 0 | 0 | 0 | 0 | 0 | 0 | 0 | 0 | 0 | 0 | 0 | 0 | 0 | 0 | 0 | 0 | 0 | 0 | 0 | 0 | 0 | 0 | 0 | 0 | 0 | 0 | 0 | 0 | 0 | 0 | 0 | 0 | 0 | 0 | 0 | 0 | 0 | 0 | 0 | 0 | 0 | 0 | 0 | 0 | 0 | 0 | 0 | 0 | 0 | 0 | 0 | 0 | 0 | 0 | 0 | 0 | 0 | 0 | 0 | 0 | 0 | 0 | 0 | 0 | 0 | 0 | 0 | 0 | 0 | 0 | 0 | 0 | 0 | 0 | 0 | 0 | 0 | 0 | 0 | 0 | 0 | 0 | 0
[19 empty] | Variable capex | Input | £000s | 0 | 0 | 0 | 0 | 0 | 0 | 0 | 0 | 0 | 0 | 0 | 0 | 0 | 0 | 0 | 0 | 0 | 0 | 0 | 0 | 0 | 0 | 0 | 0 | 0 | 0 | 0 | 0 | 0 | 0 | 0 | 0 | 0 | 0 | 0 | 0 | 0 | 0 | 0 | 0 | 0 | 0 | 0 | 0 | 0 | 0 | 0 | 0 | 0 | 0 | 0 | 0 | 0 | 0 | 0 | 0 | 0 | 0 | 0 | 0 | 0 | 0 | 0 | 0 | 0 | 0 | 0 | 0 | 0 | 0 | 0 | 0 | 0 | 0 | 0 | 0 | 0 | 0 | 0 | 0 | 0 | 0 | 0 | 0 | 0 | 0 | 0 | 0 | 0 | 0 | 0 | 0 | 0 | 0 | 0 | 0 | 0 | 0 | 0 | 0 | 0 | 0 | 0 | 0
[19 empty] | Financing costs | Input | £000s | 0 | 0 | 0 | 0 | 0 | 0 | 0 | 0 | 0 | 0 | 0 | 0 | 0 | 0 | 0 | 0 | 0 | 0 | 0 | 0 | 0 | 0 | 0 | 0 | 0 | 0 | 0 | 0 | 0 | 0 | 0 | 0 | 0 | 0 | 0 | 0 | 0 | 0 | 0 | 0 | 0 | 0 | 0 | 0 | 0 | 0 | 0 | 0 | 0 | 0 | 0 | 0 | 0 | 0 | 0 | 0 | 0 | 0 | 0 | 0 | 0 | 0 | 0 | 0 | 0 | 0 | 0 | 0 | 0 | 0 | 0 | 0 | 0 | 0 | 0 | 0 | 0 | 0 | 0 | 0
[19 empty] | Fixed opex | Input | £000s | 220.7992 | 223.2419 | 226.6523 | 231.1433 | 236.7814 | 243.5873 | 251.6878 | 261.1839 | 272.3844 | 285.1396 | 299.5653 | 315.842 | 334.19 | 354.8205 | 377.5471 | 403.3009 | 431.7994 | 463.4217 | 498.4014 | 537.1343 | 210.5605 | 224.6888 | 239.356 | 254.5083 | 270.1552 | 0 | 0 | 0 | 0 | 0 | 0 | 0 | 0 | 0 | 0 | 0 | 0 | 0 | 0 | 0 | 0 | 0 | 0 | 0 | 0 | 0 | 0 | 0 | 0 | 0 | 0 | 0 | 0 | 0 | 0 | 0 | 0 | 0 | 0 | 0 | 0 | 0 | 0 | 0 | 0 | 0 | 0 | 0 | 0 | 0 | 0 | 0 | 0 | 0 | 0 | 0 | 0 | 0 | 0 | 0 | 0 | 0 | 0 | 0 | 0 | 0 | 0 | 0 | 0 | 0 | 0 | 0 | 0 | 0 | 0 | 0 | 0 | 0 | 0 | 0 | 0 | 0 | 0 | 0
[19 empty] | Variable opex | Input | £000s | 0 | 0 | 0 | 0 | 0 | 0 | 0 | 0 | 0 | 0 | 0 | 0 | 0 | 0 | 0 | 0 | 0 | 0 | 0 | 0 | 0 | 0 | 0 | 0 | 0 | 0 | 0 | 0 | 0 | 0 | 0 | 0 | 0 | 0 | 0 | 0 | 0 | 0 | 0 | 0 | 0 | 0 | 0 | 0 | 0 | 0 | 0 | 0 | 0 | 0 | 0 | 0 | 0 | 0 | 0 | 0 | 0 | 0 | 0 | 0 | 0 | 0 | 0 | 0 | 0 | 0 | 0 | 0 | 0 | 0 | 0 | 0 | 0 | 0 | 0 | 0 | 0 | 0 | 0 | 0 | 0 | 0 | 0 | 0 | 0 | 0 | 0 | 0 | 0 | 0 | 0 | 0 | 0 | 0 | 0 | 0 | 0 | 0 | 0 | 0 | 0 | 0 | 0 | 0
[19 empty] | Opex savings | Input | £000s | 0 | 0 | 0 | 0 | 0 | 0 | 0 | 0 | 0 | 0 | 0 | 0 | 0 | 0 | 0 | 0 | 0 | 0 | 0 | 0 | 0 | 0 | 0 | 0 | 0 | 0 | 0 | 0 | 0 | 0 | 0 | 0 | 0 | 0 | 0 | 0 | 0 | 0 | 0 | 0 | 0 | 0 | 0 | 0 | 0 | 0 | 0 | 0 | 0 | 0 | 0 | 0 | 0 | 0 | 0 | 0 | 0 | 0 | 0 | 0 | 0 | 0 | 0 | 0 | 0 | 0 | 0 | 0 | 0 | 0 | 0 | 0 | 0 | 0 | 0 | 0 | 0 | 0 | 0 | 0 | 0 | 0 | 0 | 0 | 0 | 0 | 0 | 0 | 0 | 0 | 0 | 0 | 0 | 0 | 0 | 0 | 0 | 0 | 0 | 0 | 0 | 0 | 0 | 0
[19 empty] | Fixed env & social | Input | £000s | 0 | 0 | 0 | 0 | 0 | 0 | 0 | 0 | 0 | 0 | 0 | 0 | 0 | 0 | 0 | 0 | 0 | 0 | 0 | 0 | 0 | 0 | 0 | 0 | 0 | 0 | 0 | 0 | 0 | 0 | 0 | 0 | 0 | 0 | 0 | 0 | 0 | 0 | 0 | 0 | 0 | 0 | 0 | 0 | 0 | 0 | 0 | 0 | 0 | 0 | 0 | 0 | 0 | 0 | 0 | 0 | 0 | 0 | 0 | 0 | 0 | 0 | 0 | 0 | 0 | 0 | 0 | 0 | 0 | 0 | 0 | 0 | 0 | 0 | 0 | 0 | 0 | 0 | 0 | 0 | 0 | 0 | 0 | 0 | 0 | 0 | 0 | 0 | 0 | 0 | 0 | 0 | 0 | 0 | 0 | 0 | 0 | 0 | 0 | 0 | 0 | 0 | 0 | 0
[19 empty] | Variable env & social | Input | £000s | 0 | 0 | 0 | 0 | 0 | 0 | 0 | 0 | 0 | 0 | 0 | 0 | 0 | 0 | 0 | 0 | 0 | 0 | 0 | 0 | 0 | 0 | 0 | 0 | 0 | 0 | 0 | 0 | 0 | 0 | 0 | 0 | 0 | 0 | 0 | 0 | 0 | 0 | 0 | 0 | 0 | 0 | 0 | 0 | 0 | 0 | 0 | 0 | 0 | 0 | 0 | 0 | 0 | 0 | 0 | 0 | 0 | 0 | 0 | 0 | 0 | 0 | 0 | 0 | 0 | 0 | 0 | 0 | 0 | 0 | 0 | 0 | 0 | 0 | 0 | 0 | 0 | 0 | 0 | 0 | 0 | 0 | 0 | 0 | 0 | 0 | 0 | 0 | 0 | 0 | 0 | 0 | 0 | 0 | 0 | 0 | 0 | 0 | 0 | 0 | 0 | 0 | 0 | 0
[19 empty] | Fixed carbon costs | Input | £000s | 0.021308 | 0.021308 | 0.021308 | 0.021308 | 0.021308 | 0.021308 | 0.021308 | 0.021308 | 0.021308 | 0.021308 | 0.021308 | 0.021308 | 0.021308 | 0.021308 | 0.021308 | 0.021308 | 0.021308 | 0.021308 | 0.021308 | 0.021308 | 0.021308 | 0.021308 | 0.021308 | 0.021308 | 0.021308 | 0.021308 | 0.021308 | 0.021308 | 0.021308 | 0.021308 | 0.021308 | 0.021308 | 0.021308 | 0.021308 | 0.021308 | 0.021308 | 0.021308 | 0.021308 | 0.021308 | 0.021308 | 0.021308 | 0.021308 | 0.021308 | 0.021308 | 0.021308 | 0.021308 | 0.021308 | 0.021308 | 0.021308 | 0.021308 | 0.021308 | 0.021308 | 0.021308 | 0.021308 | 0.021308 | 0.021308 | 0.021308 | 0.021308 | 0.021308 | 0.021308 | 0.021308 | 0.021308 | 0.021308 | 0.021308 | 0.021308 | 0.021308 | 0.021308 | 0.021308 | 0.021308 | 0.021308 | 0.021308 | 0.021308 | 0.021308 | 0.021308 | 0.021308 | 0.021308 | 0.021308 | 0.021308 | 0.021308 | 0.021308 | 0 | 0 | 0 | 0 | 0 | 0 | 0 | 0 | 0 | 0 | 0 | 0 | 0 | 0 | 0 | 0 | 0 | 0 | 0 | 0 | 0 | 0 | 0 | 0
[19 empty] | Variable carbon costs | Input | £000s | 0 | 0 | 0 | 0 | 0 | 0 | 0 | 0 | 0 | 0 | 0 | 0 | 0 | 0 | 0 | 0 | 0 | 0 | 0 | 0 | 0 | 0 | 0 | 0 | 0 | 0 | 0 | 0 | 0 | 0 | 0 | 0 | 0 | 0 | 0 | 0 | 0 | 0 | 0 | 0 | 0 | 0 | 0 | 0 | 0 | 0 | 0 | 0 | 0 | 0 | 0 | 0 | 0 | 0 | 0 | 0 | 0 | 0 | 0 | 0 | 0 | 0 | 0 | 0 | 0 | 0 | 0 | 0 | 0 | 0 | 0 | 0 | 0 | 0 | 0 | 0 | 0 | 0 | 0 | 0 | 0 | 0 | 0 | 0 | 0 | 0 | 0 | 0 | 0 | 0 | 0 | 0 | 0 | 0 | 0 | 0 | 0 | 0 | 0 | 0 | 0 | 0 | 0 | 0
[19 empty] | Customer willingness to pay | Input | £000s | 0 | 0 | 0 | 0 | 0 | 0 | 0 | 0 | 0 | 0 | 0 | 0 | 0 | 0 | 0 | 0 | 0 | 0 | 0 | 0 | 0 | 0 | 0 | 0 | 0 | 0 | 0 | 0 | 0 | 0 | 0 | 0 | 0 | 0 | 0 | 0 | 0 | 0 | 0 | 0 | 0 | 0 | 0 | 0 | 0 | 0 | 0 | 0 | 0 | 0 | 0 | 0 | 0 | 0 | 0 | 0 | 0 | 0 | 0 | 0 | 0 | 0 | 0 | 0 | 0 | 0 | 0 | 0 | 0 | 0 | 0 | 0 | 0 | 0 | 0 | 0 | 0 | 0 | 0 | 0 | 0 | 0 | 0 | 0 | 0 | 0 | 0 | 0 | 0 | 0 | 0 | 0 | 0 | 0 | 0 | 0 | 0 | 0 | 0 | 0 | 0 | 0 | 0 | 0
[19 empty] | Total | Sum of above (excl WAFU) | £000s | 220.8205 | 223.2632 | 226.6736 | 231.1646 | 236.8027 | 243.6086 | 251.7091 | 261.2052 | 272.4057 | 285.1609 | 299.5866 | 315.8633 | 334.2113 | 354.8418 | 377.5685 | 403.3222 | 431.8207 | 463.443 | 498.4227 | 537.1557 | 210.5818 | 224.7101 | 239.3773 | 254.5296 | 270.1765 | 0.021308 | 0.021308 | 0.021308 | 0.021308 | 0.021308 | 0.021308 | 0.021308 | 0.021308 | 0.021308 | 0.021308 | 0.021308 | 0.021308 | 0.021308 | 0.021308 | 0.021308 | 0.021308 | 0.021308 | 0.021308 | 0.021308 | 0.021308 | 0.021308 | 0.021308 | 0.021308 | 0.021308 | 0.021308 | 0.021308 | 0.021308 | 0.021308 | 0.021308 | 0.021308 | 0.021308 | 0.021308 | 0.021308 | 0.021308 | 0.021308 | 0.021308 | 0.021308 | 0.021308 | 0.021308 | 0.021308 | 0.021308 | 0.021308 | 0.021308 | 0.021308 | 0.021308 | 0.021308 | 0.021308 | 0.021308 | 0.021308 | 0.021308 | 0.021308 | 0.021308 | 0.021308 | 0.021308 | 0.021308 | 0 | 0 | 0 | 0 | 0 | 0 | 0 | 0 | 0 | 0 | 0 | 0 | 0 | 0 | 0 | 0 | 0 | 0 | 0 | 0 | 0 | 0 | 0 | 0
58.1x | SESW-LEA-073a: Increased ALC effort_a | SESW-LEA-073a | Active leakage management | N | 2020 | Capacity | 2.5 | 17461.7834 | 0 | 2577.4547 | 0 | 0.3283 | 0 | 2577.783 | 14.7605 | 14.7624 |  |  | Gains in WAFU / Savings in demand | Input | Ml/d | 0.1 | 0.2 | 0.3 | 0.4 | 0.5 | 0.6 | 0.7 | 0.8 | 0.9 | 1 | 1.1 | 1.2 | 1.3 | 1.4 | 1.5 | 1.6 | 1.7 | 1.8 | 1.9 | 2 | 2.1 | 2.2 | 2.3 | 2.4 | 2.5 | 2.5 | 2.5 | 2.5 | 2.5 | 2.5 | 2.5 | 2.5 | 2.5 | 2.5 | 2.5 | 2.5 | 2.5 | 2.5 | 2.5 | 2.5 | 2.5 | 2.5 | 2.5 | 2.5 | 2.5 | 2.5 | 2.5 | 2.5 | 2.5 | 2.5 | 2.5 | 2.5 | 2.5 | 2.5 | 2.5 | 2.5 | 2.5 | 2.5 | 2.5 | 2.5 | 2.5 | 2.5 | 2.5 | 2.5 | 2.5 | 2.5 | 2.5 | 2.5 | 2.5 | 2.5 | 2.5 | 2.5 | 2.5 | 2.5 | 2.5 | 2.5 | 2.5 | 2.5 | 2.5 | 2.5 | 0 | 0 | 0 | 0 | 0 | 0 | 0 | 0 | 0 | 0 | 0 | 0 | 0 | 0 | 0 | 0 | 0 | 0 | 0 | 0 | 0 | 0 | 0 | 0
[19 empty] | Fixed capex | Input | £000s | 0 | 0 | 0 | 0 | 0 | 0 | 0 | 0 | 0 | 0 | 0 | 0 | 0 | 0 | 0 | 0 | 0 | 0 | 0 | 0 | 0 | 0 | 0 | 0 | 0 | 0 | 0 | 0 | 0 | 0 | 0 | 0 | 0 | 0 | 0 | 0 | 0 | 0 | 0 | 0 | 0 | 0 | 0 | 0 | 0 | 0 | 0 | 0 | 0 | 0 | 0 | 0 | 0 | 0 | 0 | 0 | 0 | 0 | 0 | 0 | 0 | 0 | 0 | 0 | 0 | 0 | 0 | 0 | 0 | 0 | 0 | 0 | 0 | 0 | 0 | 0 | 0 | 0 | 0 | 0 | 0 | 0 | 0 | 0 | 0 | 0 | 0 | 0 | 0 | 0 | 0 | 0 | 0 | 0 | 0 | 0 | 0 | 0 | 0 | 0 | 0 | 0 | 0 | 0
[19 empty] | Variable capex | Input | £000s | 0 | 0 | 0 | 0 | 0 | 0 | 0 | 0 | 0 | 0 | 0 | 0 | 0 | 0 | 0 | 0 | 0 | 0 | 0 | 0 | 0 | 0 | 0 | 0 | 0 | 0 | 0 | 0 | 0 | 0 | 0 | 0 | 0 | 0 | 0 | 0 | 0 | 0 | 0 | 0 | 0 | 0 | 0 | 0 | 0 | 0 | 0 | 0 | 0 | 0 | 0 | 0 | 0 | 0 | 0 | 0 | 0 | 0 | 0 | 0 | 0 | 0 | 0 | 0 | 0 | 0 | 0 | 0 | 0 | 0 | 0 | 0 | 0 | 0 | 0 | 0 | 0 | 0 | 0 | 0 | 0 | 0 | 0 | 0 | 0 | 0 | 0 | 0 | 0 | 0 | 0 | 0 | 0 | 0 | 0 | 0 | 0 | 0 | 0 | 0 | 0 | 0 | 0 | 0
[19 empty] | Financing costs | Input | £000s | 0 | 0 | 0 | 0 | 0 | 0 | 0 | 0 | 0 | 0 | 0 | 0 | 0 | 0 | 0 | 0 | 0 | 0 | 0 | 0 | 0 | 0 | 0 | 0 | 0 | 0 | 0 | 0 | 0 | 0 | 0 | 0 | 0 | 0 | 0 | 0 | 0 | 0 | 0 | 0 | 0 | 0 | 0 | 0 | 0 | 0 | 0 | 0 | 0 | 0 | 0 | 0 | 0 | 0 | 0 | 0 | 0 | 0 | 0 | 0 | 0 | 0 | 0 | 0 | 0 | 0 | 0 | 0 | 0 | 0 | 0 | 0 | 0 | 0 | 0 | 0 | 0 | 0 | 0 | 0
[19 empty] | Fixed opex | Input | £000s | 109.8503 | 110.1817 | 110.8755 | 111.9743 | 113.496 | 115.4359 | 117.8376 | 120.7319 | 124.2399 | 128.2699 | 132.8517 | 138.0406 | 143.9071 | 150.5049 | 157.727 | 165.9248 | 174.9329 | 184.8581 | 195.7402 | 207.6748 | 220.6698 | 234.6933 | 249.9322 | 266.4201 | 284.2277 | 0 | 0 | 0 | 0 | 0 | 0 | 0 | 0 | 0 | 0 | 0 | 0 | 0 | 0 | 0 | 0 | 0 | 0 | 0 | 0 | 0 | 0 | 0 | 0 | 0 | 0 | 0 | 0 | 0 | 0 | 0 | 0 | 0 | 0 | 0 | 0 | 0 | 0 | 0 | 0 | 0 | 0 | 0 | 0 | 0 | 0 | 0 | 0 | 0 | 0 | 0 | 0 | 0 | 0 | 0 | 0 | 0 | 0 | 0 | 0 | 0 | 0 | 0 | 0 | 0 | 0 | 0 | 0 | 0 | 0 | 0 | 0 | 0 | 0 | 0 | 0 | 0 | 0 | 0
[19 empty] | Variable opex | Input | £000s | 0 | 0 | 0 | 0 | 0 | 0 | 0 | 0 | 0 | 0 | 0 | 0 | 0 | 0 | 0 | 0 | 0 | 0 | 0 | 0 | 0 | 0 | 0 | 0 | 0 | 0 | 0 | 0 | 0 | 0 | 0 | 0 | 0 | 0 | 0 | 0 | 0 | 0 | 0 | 0 | 0 | 0 | 0 | 0 | 0 | 0 | 0 | 0 | 0 | 0 | 0 | 0 | 0 | 0 | 0 | 0 | 0 | 0 | 0 | 0 | 0 | 0 | 0 | 0 | 0 | 0 | 0 | 0 | 0 | 0 | 0 | 0 | 0 | 0 | 0 | 0 | 0 | 0 | 0 | 0 | 0 | 0 | 0 | 0 | 0 | 0 | 0 | 0 | 0 | 0 | 0 | 0 | 0 | 0 | 0 | 0 | 0 | 0 | 0 | 0 | 0 | 0 | 0 | 0
[19 empty] | Opex savings | Input | £000s | 0 | 0 | 0 | 0 | 0 | 0 | 0 | 0 | 0 | 0 | 0 | 0 | 0 | 0 | 0 | 0 | 0 | 0 | 0 | 0 | 0 | 0 | 0 | 0 | 0 | 0 | 0 | 0 | 0 | 0 | 0 | 0 | 0 | 0 | 0 | 0 | 0 | 0 | 0 | 0 | 0 | 0 | 0 | 0 | 0 | 0 | 0 | 0 | 0 | 0 | 0 | 0 | 0 | 0 | 0 | 0 | 0 | 0 | 0 | 0 | 0 | 0 | 0 | 0 | 0 | 0 | 0 | 0 | 0 | 0 | 0 | 0 | 0 | 0 | 0 | 0 | 0 | 0 | 0 | 0 | 0 | 0 | 0 | 0 | 0 | 0 | 0 | 0 | 0 | 0 | 0 | 0 | 0 | 0 | 0 | 0 | 0 | 0 | 0 | 0 | 0 | 0 | 0 | 0
[19 empty] | Fixed env & social | Input | £000s | 0 | 0 | 0 | 0 | 0 | 0 | 0 | 0 | 0 | 0 | 0 | 0 | 0 | 0 | 0 | 0 | 0 | 0 | 0 | 0 | 0 | 0 | 0 | 0 | 0 | 0 | 0 | 0 | 0 | 0 | 0 | 0 | 0 | 0 | 0 | 0 | 0 | 0 | 0 | 0 | 0 | 0 | 0 | 0 | 0 | 0 | 0 | 0 | 0 | 0 | 0 | 0 | 0 | 0 | 0 | 0 | 0 | 0 | 0 | 0 | 0 | 0 | 0 | 0 | 0 | 0 | 0 | 0 | 0 | 0 | 0 | 0 | 0 | 0 | 0 | 0 | 0 | 0 | 0 | 0 | 0 | 0 | 0 | 0 | 0 | 0 | 0 | 0 | 0 | 0 | 0 | 0 | 0 | 0 | 0 | 0 | 0 | 0 | 0 | 0 | 0 | 0 | 0 | 0
[19 empty] | Variable env & social | Input | £000s | 0 | 0 | 0 | 0 | 0 | 0 | 0 | 0 | 0 | 0 | 0 | 0 | 0 | 0 | 0 | 0 | 0 | 0 | 0 | 0 | 0 | 0 | 0 | 0 | 0 | 0 | 0 | 0 | 0 | 0 | 0 | 0 | 0 | 0 | 0 | 0 | 0 | 0 | 0 | 0 | 0 | 0 | 0 | 0 | 0 | 0 | 0 | 0 | 0 | 0 | 0 | 0 | 0 | 0 | 0 | 0 | 0 | 0 | 0 | 0 | 0 | 0 | 0 | 0 | 0 | 0 | 0 | 0 | 0 | 0 | 0 | 0 | 0 | 0 | 0 | 0 | 0 | 0 | 0 | 0 | 0 | 0 | 0 | 0 | 0 | 0 | 0 | 0 | 0 | 0 | 0 | 0 | 0 | 0 | 0 | 0 | 0 | 0 | 0 | 0 | 0 | 0 | 0 | 0
[19 empty] | Fixed carbon costs | Input | £000s | 0.011507 | 0.011507 | 0.011507 | 0.011507 | 0.011507 | 0.011507 | 0.011507 | 0.011507 | 0.011507 | 0.011507 | 0.011507 | 0.011507 | 0.011507 | 0.011507 | 0.011507 | 0.011507 | 0.011507 | 0.011507 | 0.011507 | 0.011507 | 0.011507 | 0.011507 | 0.011507 | 0.011507 | 0.011507 | 0.011507 | 0.011507 | 0.011507 | 0.011507 | 0.011507 | 0.011507 | 0.011507 | 0.011507 | 0.011507 | 0.011507 | 0.011507 | 0.011507 | 0.011507 | 0.011507 | 0.011507 | 0.011507 | 0.011507 | 0.011507 | 0.011507 | 0.011507 | 0.011507 | 0.011507 | 0.011507 | 0.011507 | 0.011507 | 0.011507 | 0.011507 | 0.011507 | 0.011507 | 0.011507 | 0.011507 | 0.011507 | 0.011507 | 0.011507 | 0.011507 | 0.011507 | 0.011507 | 0.011507 | 0.011507 | 0.011507 | 0.011507 | 0.011507 | 0.011507 | 0.011507 | 0.011507 | 0.011507 | 0.011507 | 0.011507 | 0.011507 | 0.011507 | 0.011507 | 0.011507 | 0.011507 | 0.011507 | 0.011507 | 0 | 0 | 0 | 0 | 0 | 0 | 0 | 0 | 0 | 0 | 0 | 0 | 0 | 0 | 0 | 0 | 0 | 0 | 0 | 0 | 0 | 0 | 0 | 0
[19 empty] | Variable carbon costs | Input | £000s | 0 | 0 | 0 | 0 | 0 | 0 | 0 | 0 | 0 | 0 | 0 | 0 | 0 | 0 | 0 | 0 | 0 | 0 | 0 | 0 | 0 | 0 | 0 | 0 | 0 | 0 | 0 | 0 | 0 | 0 | 0 | 0 | 0 | 0 | 0 | 0 | 0 | 0 | 0 | 0 | 0 | 0 | 0 | 0 | 0 | 0 | 0 | 0 | 0 | 0 | 0 | 0 | 0 | 0 | 0 | 0 | 0 | 0 | 0 | 0 | 0 | 0 | 0 | 0 | 0 | 0 | 0 | 0 | 0 | 0 | 0 | 0 | 0 | 0 | 0 | 0 | 0 | 0 | 0 | 0 | 0 | 0 | 0 | 0 | 0 | 0 | 0 | 0 | 0 | 0 | 0 | 0 | 0 | 0 | 0 | 0 | 0 | 0 | 0 | 0 | 0 | 0 | 0 | 0
[19 empty] | Customer willingness to pay | Input | £000s | 0 | 0 | 0 | 0 | 0 | 0 | 0 | 0 | 0 | 0 | 0 | 0 | 0 | 0 | 0 | 0 | 0 | 0 | 0 | 0 | 0 | 0 | 0 | 0 | 0 | 0 | 0 | 0 | 0 | 0 | 0 | 0 | 0 | 0 | 0 | 0 | 0 | 0 | 0 | 0 | 0 | 0 | 0 | 0 | 0 | 0 | 0 | 0 | 0 | 0 | 0 | 0 | 0 | 0 | 0 | 0 | 0 | 0 | 0 | 0 | 0 | 0 | 0 | 0 | 0 | 0 | 0 | 0 | 0 | 0 | 0 | 0 | 0 | 0 | 0 | 0 | 0 | 0 | 0 | 0 | 0 | 0 | 0 | 0 | 0 | 0 | 0 | 0 | 0 | 0 | 0 | 0 | 0 | 0 | 0 | 0 | 0 | 0 | 0 | 0 | 0 | 0 | 0 | 0
[19 empty] | Total | Sum of above (excl WAFU) | £000s | 109.8618 | 110.1932 | 110.887 | 111.9858 | 113.5076 | 115.4474 | 117.8491 | 120.7434 | 124.2514 | 128.2814 | 132.8632 | 138.0521 | 143.9187 | 150.5164 | 157.7385 | 165.9363 | 174.9444 | 184.8696 | 195.7517 | 207.6863 | 220.6813 | 234.7048 | 249.9437 | 266.4316 | 284.2392 | 0.011507 | 0.011507 | 0.011507 | 0.011507 | 0.011507 | 0.011507 | 0.011507 | 0.011507 | 0.011507 | 0.011507 | 0.011507 | 0.011507 | 0.011507 | 0.011507 | 0.011507 | 0.011507 | 0.011507 | 0.011507 | 0.011507 | 0.011507 | 0.011507 | 0.011507 | 0.011507 | 0.011507 | 0.011507 | 0.011507 | 0.011507 | 0.011507 | 0.011507 | 0.011507 | 0.011507 | 0.011507 | 0.011507 | 0.011507 | 0.011507 | 0.011507 | 0.011507 | 0.011507 | 0.011507 | 0.011507 | 0.011507 | 0.011507 | 0.011507 | 0.011507 | 0.011507 | 0.011507 | 0.011507 | 0.011507 | 0.011507 | 0.011507 | 0.011507 | 0.011507 | 0.011507 | 0.011507 | 0.011507 | 0 | 0 | 0 | 0 | 0 | 0 | 0 | 0 | 0 | 0 | 0 | 0 | 0 | 0 | 0 | 0 | 0 | 0 | 0 | 0 | 0 | 0 | 0 | 0
58.1x | SESW-LEA-399d: Mains renewal_d | SESW-LEA-399d | Trunk mains renewal | N | 2020 | Capacity | 3.6 | 34947.8202 | 0 | 56499.2428 | 0 | -0.28208 | 0 | 56498.9607 | 161.6674 | 161.6666 |  |  | Gains in WAFU / Savings in demand | Input | Ml/d | 0.72 | 1.44 | 2.16 | 2.88 | 3.6 | 3.6 | 3.6 | 3.6 | 3.6 | 3.6 | 3.6 | 3.6 | 3.6 | 3.6 | 3.6 | 3.6 | 3.6 | 3.6 | 3.6 | 3.6 | 3.6 | 3.6 | 3.6 | 3.6 | 3.6 | 3.6 | 3.6 | 3.6 | 3.6 | 3.6 | 3.6 | 3.6 | 3.6 | 3.6 | 3.6 | 3.6 | 3.6 | 3.6 | 3.6 | 3.6 | 3.6 | 3.6 | 3.6 | 3.6 | 3.6 | 3.6 | 3.6 | 3.6 | 3.6 | 3.6 | 3.6 | 3.6 | 3.6 | 3.6 | 3.6 | 3.6 | 3.6 | 3.6 | 3.6 | 3.6 | 3.6 | 3.6 | 3.6 | 3.6 | 3.6 | 3.6 | 3.6 | 3.6 | 3.6 | 3.6 | 3.6 | 3.6 | 3.6 | 3.6 | 3.6 | 3.6 | 3.6 | 3.6 | 3.6 | 3.6 | 0 | 0 | 0 | 0 | 0 | 0 | 0 | 0 | 0 | 0 | 0 | 0 | 0 | 0 | 0 | 0 | 0 | 0 | 0 | 0 | 0 | 0 | 0 | 0
[19 empty] | Fixed capex | Input | £000s | 0 | 0 | 0 | 0 | 0 | 0 | 0 | 0 | 0 | 0 | 0 | 0 | 0 | 0 | 0 | 0 | 0 | 0 | 0 | 0 | 0 | 0 | 0 | 0 | 0 | 0 | 0 | 0 | 0 | 0 | 0 | 0 | 0 | 0 | 0 | 0 | 0 | 0 | 0 | 0 | 0 | 0 | 0 | 0 | 0 | 0 | 0 | 0 | 0 | 0 | 0 | 0 | 0 | 0 | 0 | 0 | 0 | 0 | 0 | 0 | 0 | 0 | 0 | 0 | 0 | 0 | 0 | 0 | 0 | 0 | 0 | 0 | 0 | 0 | 0 | 0 | 0 | 0 | 0 | 0 | 0 | 0 | 0 | 0 | 0 | 0 | 0 | 0 | 0 | 0 | 0 | 0 | 0 | 0 | 0 | 0 | 0 | 0 | 0 | 0 | 0 | 0 | 0 | 0
[19 empty] | Variable capex | Input | £000s | 0 | 0 | 0 | 0 | 0 | 0 | 0 | 0 | 0 | 0 | 0 | 0 | 0 | 0 | 0 | 0 | 0 | 0 | 0 | 0 | 0 | 0 | 0 | 0 | 0 | 0 | 0 | 0 | 0 | 0 | 0 | 0 | 0 | 0 | 0 | 0 | 0 | 0 | 0 | 0 | 0 | 0 | 0 | 0 | 0 | 0 | 0 | 0 | 0 | 0 | 0 | 0 | 0 | 0 | 0 | 0 | 0 | 0 | 0 | 0 | 0 | 0 | 0 | 0 | 0 | 0 | 0 | 0 | 0 | 0 | 0 | 0 | 0 | 0 | 0 | 0 | 0 | 0 | 0 | 0 | 0 | 0 | 0 | 0 | 0 | 0 | 0 | 0 | 0 | 0 | 0 | 0 | 0 | 0 | 0 | 0 | 0 | 0 | 0 | 0 | 0 | 0 | 0 | 0
[19 empty] | Financing costs | Input | £000s | 0 | 0 | 0 | 0 | 0 | 0 | 0 | 0 | 0 | 0 | 0 | 0 | 0 | 0 | 0 | 0 | 0 | 0 | 0 | 0 | 0 | 0 | 0 | 0 | 0 | 0 | 0 | 0 | 0 | 0 | 0 | 0 | 0 | 0 | 0 | 0 | 0 | 0 | 0 | 0 | 0 | 0 | 0 | 0 | 0 | 0 | 0 | 0 | 0 | 0 | 0 | 0 | 0 | 0 | 0 | 0 | 0 | 0 | 0 | 0 | 0 | 0 | 0 | 0 | 0 | 0 | 0 | 0 | 0 | 0 | 0 | 0 | 0 | 0 | 0 | 0 | 0 | 0 | 0 | 0
[19 empty] | Fixed opex | Input | £000s | 11493.314 | 11440.2547 | 11387.1954 | 11334.1361 | 11281.0768 | 251.2103 | 251.2103 | 251.2103 | 251.2103 | 251.2103 | 269.8613 | 269.8613 | 269.8613 | 269.8613 | 269.8613 | 269.8613 | 269.8613 | 269.8613 | 269.8613 | 269.8613 | 269.8613 | 269.8613 | 269.8613 | 269.8613 | 269.8613 | 0 | 0 | 0 | 0 | 0 | 0 | 0 | 0 | 0 | 0 | 0 | 0 | 0 | 0 | 0 | 0 | 0 | 0 | 0 | 0 | 0 | 0 | 0 | 0 | 0 | 0 | 0 | 0 | 0 | 0 | 0 | 0 | 0 | 0 | 0 | 0 | 0 | 0 | 0 | 0 | 0 | 0 | 0 | 0 | 0 | 0 | 0 | 0 | 0 | 0 | 0 | 0 | 0 | 0 | 0 | 0 | 0 | 0 | 0 | 0 | 0 | 0 | 0 | 0 | 0 | 0 | 0 | 0 | 0 | 0 | 0 | 0 | 0 | 0 | 0 | 0 | 0 | 0 | 0
[19 empty] | Variable opex | Input | £000s | 0 | 0 | 0 | 0 | 0 | 0 | 0 | 0 | 0 | 0 | 0 | 0 | 0 | 0 | 0 | 0 | 0 | 0 | 0 | 0 | 0 | 0 | 0 | 0 | 0 | 0 | 0 | 0 | 0 | 0 | 0 | 0 | 0 | 0 | 0 | 0 | 0 | 0 | 0 | 0 | 0 | 0 | 0 | 0 | 0 | 0 | 0 | 0 | 0 | 0 | 0 | 0 | 0 | 0 | 0 | 0 | 0 | 0 | 0 | 0 | 0 | 0 | 0 | 0 | 0 | 0 | 0 | 0 | 0 | 0 | 0 | 0 | 0 | 0 | 0 | 0 | 0 | 0 | 0 | 0 | 0 | 0 | 0 | 0 | 0 | 0 | 0 | 0 | 0 | 0 | 0 | 0 | 0 | 0 | 0 | 0 | 0 | 0 | 0 | 0 | 0 | 0 | 0 | 0
[19 empty] | Opex savings | Input | £000s | 0 | 0 | 0 | 0 | 0 | 0 | 0 | 0 | 0 | 0 | 0 | 0 | 0 | 0 | 0 | 0 | 0 | 0 | 0 | 0 | 0 | 0 | 0 | 0 | 0 | 0 | 0 | 0 | 0 | 0 | 0 | 0 | 0 | 0 | 0 | 0 | 0 | 0 | 0 | 0 | 0 | 0 | 0 | 0 | 0 | 0 | 0 | 0 | 0 | 0 | 0 | 0 | 0 | 0 | 0 | 0 | 0 | 0 | 0 | 0 | 0 | 0 | 0 | 0 | 0 | 0 | 0 | 0 | 0 | 0 | 0 | 0 | 0 | 0 | 0 | 0 | 0 | 0 | 0 | 0 | 0 | 0 | 0 | 0 | 0 | 0 | 0 | 0 | 0 | 0 | 0 | 0 | 0 | 0 | 0 | 0 | 0 | 0 | 0 | 0 | 0 | 0 | 0 | 0
[19 empty] | Fixed env & social | Input | £000s | 0 | 0 | 0 | 0 | 0 | 0 | 0 | 0 | 0 | 0 | 0 | 0 | 0 | 0 | 0 | 0 | 0 | 0 | 0 | 0 | 0 | 0 | 0 | 0 | 0 | 0 | 0 | 0 | 0 | 0 | 0 | 0 | 0 | 0 | 0 | 0 | 0 | 0 | 0 | 0 | 0 | 0 | 0 | 0 | 0 | 0 | 0 | 0 | 0 | 0 | 0 | 0 | 0 | 0 | 0 | 0 | 0 | 0 | 0 | 0 | 0 | 0 | 0 | 0 | 0 | 0 | 0 | 0 | 0 | 0 | 0 | 0 | 0 | 0 | 0 | 0 | 0 | 0 | 0 | 0 | 0 | 0 | 0 | 0 | 0 | 0 | 0 | 0 | 0 | 0 | 0 | 0 | 0 | 0 | 0 | 0 | 0 | 0 | 0 | 0 | 0 | 0 | 0 | 0
[19 empty] | Variable env & social | Input | £000s | 0 | 0 | 0 | 0 | 0 | 0 | 0 | 0 | 0 | 0 | 0 | 0 | 0 | 0 | 0 | 0 | 0 | 0 | 0 | 0 | 0 | 0 | 0 | 0 | 0 | 0 | 0 | 0 | 0 | 0 | 0 | 0 | 0 | 0 | 0 | 0 | 0 | 0 | 0 | 0 | 0 | 0 | 0 | 0 | 0 | 0 | 0 | 0 | 0 | 0 | 0 | 0 | 0 | 0 | 0 | 0 | 0 | 0 | 0 | 0 | 0 | 0 | 0 | 0 | 0 | 0 | 0 | 0 | 0 | 0 | 0 | 0 | 0 | 0 | 0 | 0 | 0 | 0 | 0 | 0 | 0 | 0 | 0 | 0 | 0 | 0 | 0 | 0 | 0 | 0 | 0 | 0 | 0 | 0 | 0 | 0 | 0 | 0 | 0 | 0 | 0 | 0 | 0 | 0
[19 empty] | Fixed carbon costs | Input | £000s | -0.0098871 | -0.0098871 | -0.0098871 | -0.0098871 | -0.0098871 | -0.0098871 | -0.0098871 | -0.0098871 | -0.0098871 | -0.0098871 | -0.0098871 | -0.0098871 | -0.0098871 | -0.0098871 | -0.0098871 | -0.0098871 | -0.0098871 | -0.0098871 | -0.0098871 | -0.0098871 | -0.0098871 | -0.0098871 | -0.0098871 | -0.0098871 | -0.0098871 | -0.0098871 | -0.0098871 | -0.0098871 | -0.0098871 | -0.0098871 | -0.0098871 | -0.0098871 | -0.0098871 | -0.0098871 | -0.0098871 | -0.0098871 | -0.0098871 | -0.0098871 | -0.0098871 | -0.0098871 | -0.0098871 | -0.0098871 | -0.0098871 | -0.0098871 | -0.0098871 | -0.0098871 | -0.0098871 | -0.0098871 | -0.0098871 | -0.0098871 | -0.0098871 | -0.0098871 | -0.0098871 | -0.0098871 | -0.0098871 | -0.0098871 | -0.0098871 | -0.0098871 | -0.0098871 | -0.0098871 | -0.0098871 | -0.0098871 | -0.0098871 | -0.0098871 | -0.0098871 | -0.0098871 | -0.0098871 | -0.0098871 | -0.0098871 | -0.0098871 | -0.0098871 | -0.0098871 | -0.0098871 | -0.0098871 | -0.0098871 | -0.0098871 | -0.0098871 | -0.0098871 | -0.0098871 | -0.0098871 | 0 | 0 | 0 | 0 | 0 | 0 | 0 | 0 | 0 | 0 | 0 | 0 | 0 | 0 | 0 | 0 | 0 | 0 | 0 | 0 | 0 | 0 | 0 | 0
[19 empty] | Variable carbon costs | Input | £000s | 0 | 0 | 0 | 0 | 0 | 0 | 0 | 0 | 0 | 0 | 0 | 0 | 0 | 0 | 0 | 0 | 0 | 0 | 0 | 0 | 0 | 0 | 0 | 0 | 0 | 0 | 0 | 0 | 0 | 0 | 0 | 0 | 0 | 0 | 0 | 0 | 0 | 0 | 0 | 0 | 0 | 0 | 0 | 0 | 0 | 0 | 0 | 0 | 0 | 0 | 0 | 0 | 0 | 0 | 0 | 0 | 0 | 0 | 0 | 0 | 0 | 0 | 0 | 0 | 0 | 0 | 0 | 0 | 0 | 0 | 0 | 0 | 0 | 0 | 0 | 0 | 0 | 0 | 0 | 0 | 0 | 0 | 0 | 0 | 0 | 0 | 0 | 0 | 0 | 0 | 0 | 0 | 0 | 0 | 0 | 0 | 0 | 0 | 0 | 0 | 0 | 0 | 0 | 0
[19 empty] | Customer willingness to pay | Input | £000s | 0 | 0 | 0 | 0 | 0 | 0 | 0 | 0 | 0 | 0 | 0 | 0 | 0 | 0 | 0 | 0 | 0 | 0 | 0 | 0 | 0 | 0 | 0 | 0 | 0 | 0 | 0 | 0 | 0 | 0 | 0 | 0 | 0 | 0 | 0 | 0 | 0 | 0 | 0 | 0 | 0 | 0 | 0 | 0 | 0 | 0 | 0 | 0 | 0 | 0 | 0 | 0 | 0 | 0 | 0 | 0 | 0 | 0 | 0 | 0 | 0 | 0 | 0 | 0 | 0 | 0 | 0 | 0 | 0 | 0 | 0 | 0 | 0 | 0 | 0 | 0 | 0 | 0 | 0 | 0 | 0 | 0 | 0 | 0 | 0 | 0 | 0 | 0 | 0 | 0 | 0 | 0 | 0 | 0 | 0 | 0 | 0 | 0 | 0 | 0 | 0 | 0 | 0 | 0
[19 empty] | Total | Sum of above (excl WAFU) | £000s | 11493.3041 | 11440.2448 | 11387.1855 | 11334.1262 | 11281.0669 | 251.2004 | 251.2004 | 251.2004 | 251.2004 | 251.2004 | 269.8514 | 269.8514 | 269.8514 | 269.8514 | 269.8514 | 269.8514 | 269.8514 | 269.8514 | 269.8514 | 269.8514 | 269.8514 | 269.8514 | 269.8514 | 269.8514 | 269.8514 | -0.0098871 | -0.0098871 | -0.0098871 | -0.0098871 | -0.0098871 | -0.0098871 | -0.0098871 | -0.0098871 | -0.0098871 | -0.0098871 | -0.0098871 | -0.0098871 | -0.0098871 | -0.0098871 | -0.0098871 | -0.0098871 | -0.0098871 | -0.0098871 | -0.0098871 | -0.0098871 | -0.0098871 | -0.0098871 | -0.0098871 | -0.0098871 | -0.0098871 | -0.0098871 | -0.0098871 | -0.0098871 | -0.0098871 | -0.0098871 | -0.0098871 | -0.0098871 | -0.0098871 | -0.0098871 | -0.0098871 | -0.0098871 | -0.0098871 | -0.0098871 | -0.0098871 | -0.0098871 | -0.0098871 | -0.0098871 | -0.0098871 | -0.0098871 | -0.0098871 | -0.0098871 | -0.0098871 | -0.0098871 | -0.0098871 | -0.0098871 | -0.0098871 | -0.0098871 | -0.0098871 | -0.0098871 | -0.0098871 | 0 | 0 | 0 | 0 | 0 | 0 | 0 | 0 | 0 | 0 | 0 | 0 | 0 | 0 | 0 | 0 | 0 | 0 | 0 | 0 | 0 | 0 | 0 | 0
58.1x | SESW-LEA-399c: Mains renewal_c | SESW-LEA-399c | Trunk mains renewal | N | 2020 | Capacity | 2.4 | 23298.5468 | 0 | 30923.9008 | 0 | -0.18947 | 0 | 30923.7114 | 132.7289 | 132.7281 |  |  | Gains in WAFU / Savings in demand | Input | Ml/d | 0.48 | 0.96 | 1.44 | 1.92 | 2.4 | 2.4 | 2.4 | 2.4 | 2.4 | 2.4 | 2.4 | 2.4 | 2.4 | 2.4 | 2.4 | 2.4 | 2.4 | 2.4 | 2.4 | 2.4 | 2.4 | 2.4 | 2.4 | 2.4 | 2.4 | 2.4 | 2.4 | 2.4 | 2.4 | 2.4 | 2.4 | 2.4 | 2.4 | 2.4 | 2.4 | 2.4 | 2.4 | 2.4 | 2.4 | 2.4 | 2.4 | 2.4 | 2.4 | 2.4 | 2.4 | 2.4 | 2.4 | 2.4 | 2.4 | 2.4 | 2.4 | 2.4 | 2.4 | 2.4 | 2.4 | 2.4 | 2.4 | 2.4 | 2.4 | 2.4 | 2.4 | 2.4 | 2.4 | 2.4 | 2.4 | 2.4 | 2.4 | 2.4 | 2.4 | 2.4 | 2.4 | 2.4 | 2.4 | 2.4 | 2.4 | 2.4 | 2.4 | 2.4 | 2.4 | 2.4 | 0 | 0 | 0 | 0 | 0 | 0 | 0 | 0 | 0 | 0 | 0 | 0 | 0 | 0 | 0 | 0 | 0 | 0 | 0 | 0 | 0 | 0 | 0 | 0
[19 empty] | Fixed capex | Input | £000s | 0 | 0 | 0 | 0 | 0 | 0 | 0 | 0 | 0 | 0 | 0 | 0 | 0 | 0 | 0 | 0 | 0 | 0 | 0 | 0 | 0 | 0 | 0 | 0 | 0 | 0 | 0 | 0 | 0 | 0 | 0 | 0 | 0 | 0 | 0 | 0 | 0 | 0 | 0 | 0 | 0 | 0 | 0 | 0 | 0 | 0 | 0 | 0 | 0 | 0 | 0 | 0 | 0 | 0 | 0 | 0 | 0 | 0 | 0 | 0 | 0 | 0 | 0 | 0 | 0 | 0 | 0 | 0 | 0 | 0 | 0 | 0 | 0 | 0 | 0 | 0 | 0 | 0 | 0 | 0 | 0 | 0 | 0 | 0 | 0 | 0 | 0 | 0 | 0 | 0 | 0 | 0 | 0 | 0 | 0 | 0 | 0 | 0 | 0 | 0 | 0 | 0 | 0 | 0
[19 empty] | Variable capex | Input | £000s | 0 | 0 | 0 | 0 | 0 | 0 | 0 | 0 | 0 | 0 | 0 | 0 | 0 | 0 | 0 | 0 | 0 | 0 | 0 | 0 | 0 | 0 | 0 | 0 | 0 | 0 | 0 | 0 | 0 | 0 | 0 | 0 | 0 | 0 | 0 | 0 | 0 | 0 | 0 | 0 | 0 | 0 | 0 | 0 | 0 | 0 | 0 | 0 | 0 | 0 | 0 | 0 | 0 | 0 | 0 | 0 | 0 | 0 | 0 | 0 | 0 | 0 | 0 | 0 | 0 | 0 | 0 | 0 | 0 | 0 | 0 | 0 | 0 | 0 | 0 | 0 | 0 | 0 | 0 | 0 | 0 | 0 | 0 | 0 | 0 | 0 | 0 | 0 | 0 | 0 | 0 | 0 | 0 | 0 | 0 | 0 | 0 | 0 | 0 | 0 | 0 | 0 | 0 | 0
[19 empty] | Financing costs | Input | £000s | 0 | 0 | 0 | 0 | 0 | 0 | 0 | 0 | 0 | 0 | 0 | 0 | 0 | 0 | 0 | 0 | 0 | 0 | 0 | 0 | 0 | 0 | 0 | 0 | 0 | 0 | 0 | 0 | 0 | 0 | 0 | 0 | 0 | 0 | 0 | 0 | 0 | 0 | 0 | 0 | 0 | 0 | 0 | 0 | 0 | 0 | 0 | 0 | 0 | 0 | 0 | 0 | 0 | 0 | 0 | 0 | 0 | 0 | 0 | 0 | 0 | 0 | 0 | 0 | 0 | 0 | 0 | 0 | 0 | 0 | 0 | 0 | 0 | 0 | 0 | 0 | 0 | 0 | 0 | 0
[19 empty] | Fixed opex | Input | £000s | 6766.3344 | 6730.9615 | 6695.5886 | 6660.2157 | 6624.8429 | 77.2702 | 77.2702 | 77.2702 | 77.2702 | 77.2702 | -80.5273 | -80.5273 | -80.5273 | -80.5273 | -80.5273 | -80.5273 | -80.5273 | -80.5273 | -80.5273 | -80.5273 | -80.5273 | -80.5273 | -80.5273 | -80.5273 | -80.5273 | 0 | 0 | 0 | 0 | 0 | 0 | 0 | 0 | 0 | 0 | 0 | 0 | 0 | 0 | 0 | 0 | 0 | 0 | 0 | 0 | 0 | 0 | 0 | 0 | 0 | 0 | 0 | 0 | 0 | 0 | 0 | 0 | 0 | 0 | 0 | 0 | 0 | 0 | 0 | 0 | 0 | 0 | 0 | 0 | 0 | 0 | 0 | 0 | 0 | 0 | 0 | 0 | 0 | 0 | 0 | 0 | 0 | 0 | 0 | 0 | 0 | 0 | 0 | 0 | 0 | 0 | 0 | 0 | 0 | 0 | 0 | 0 | 0 | 0 | 0 | 0 | 0 | 0 | 0
[19 empty] | Variable opex | Input | £000s | 0 | 0 | 0 | 0 | 0 | 0 | 0 | 0 | 0 | 0 | 0 | 0 | 0 | 0 | 0 | 0 | 0 | 0 | 0 | 0 | 0 | 0 | 0 | 0 | 0 | 0 | 0 | 0 | 0 | 0 | 0 | 0 | 0 | 0 | 0 | 0 | 0 | 0 | 0 | 0 | 0 | 0 | 0 | 0 | 0 | 0 | 0 | 0 | 0 | 0 | 0 | 0 | 0 | 0 | 0 | 0 | 0 | 0 | 0 | 0 | 0 | 0 | 0 | 0 | 0 | 0 | 0 | 0 | 0 | 0 | 0 | 0 | 0 | 0 | 0 | 0 | 0 | 0 | 0 | 0 | 0 | 0 | 0 | 0 | 0 | 0 | 0 | 0 | 0 | 0 | 0 | 0 | 0 | 0 | 0 | 0 | 0 | 0 | 0 | 0 | 0 | 0 | 0 | 0
[19 empty] | Opex savings | Input | £000s | 0 | 0 | 0 | 0 | 0 | 0 | 0 | 0 | 0 | 0 | 0 | 0 | 0 | 0 | 0 | 0 | 0 | 0 | 0 | 0 | 0 | 0 | 0 | 0 | 0 | 0 | 0 | 0 | 0 | 0 | 0 | 0 | 0 | 0 | 0 | 0 | 0 | 0 | 0 | 0 | 0 | 0 | 0 | 0 | 0 | 0 | 0 | 0 | 0 | 0 | 0 | 0 | 0 | 0 | 0 | 0 | 0 | 0 | 0 | 0 | 0 | 0 | 0 | 0 | 0 | 0 | 0 | 0 | 0 | 0 | 0 | 0 | 0 | 0 | 0 | 0 | 0 | 0 | 0 | 0 | 0 | 0 | 0 | 0 | 0 | 0 | 0 | 0 | 0 | 0 | 0 | 0 | 0 | 0 | 0 | 0 | 0 | 0 | 0 | 0 | 0 | 0 | 0 | 0
[19 empty] | Fixed env & social | Input | £000s | 0 | 0 | 0 | 0 | 0 | 0 | 0 | 0 | 0 | 0 | 0 | 0 | 0 | 0 | 0 | 0 | 0 | 0 | 0 | 0 | 0 | 0 | 0 | 0 | 0 | 0 | 0 | 0 | 0 | 0 | 0 | 0 | 0 | 0 | 0 | 0 | 0 | 0 | 0 | 0 | 0 | 0 | 0 | 0 | 0 | 0 | 0 | 0 | 0 | 0 | 0 | 0 | 0 | 0 | 0 | 0 | 0 | 0 | 0 | 0 | 0 | 0 | 0 | 0 | 0 | 0 | 0 | 0 | 0 | 0 | 0 | 0 | 0 | 0 | 0 | 0 | 0 | 0 | 0 | 0 | 0 | 0 | 0 | 0 | 0 | 0 | 0 | 0 | 0 | 0 | 0 | 0 | 0 | 0 | 0 | 0 | 0 | 0 | 0 | 0 | 0 | 0 | 0 | 0
[19 empty] | Variable env & social | Input | £000s | 0 | 0 | 0 | 0 | 0 | 0 | 0 | 0 | 0 | 0 | 0 | 0 | 0 | 0 | 0 | 0 | 0 | 0 | 0 | 0 | 0 | 0 | 0 | 0 | 0 | 0 | 0 | 0 | 0 | 0 | 0 | 0 | 0 | 0 | 0 | 0 | 0 | 0 | 0 | 0 | 0 | 0 | 0 | 0 | 0 | 0 | 0 | 0 | 0 | 0 | 0 | 0 | 0 | 0 | 0 | 0 | 0 | 0 | 0 | 0 | 0 | 0 | 0 | 0 | 0 | 0 | 0 | 0 | 0 | 0 | 0 | 0 | 0 | 0 | 0 | 0 | 0 | 0 | 0 | 0 | 0 | 0 | 0 | 0 | 0 | 0 | 0 | 0 | 0 | 0 | 0 | 0 | 0 | 0 | 0 | 0 | 0 | 0 | 0 | 0 | 0 | 0 | 0 | 0
[19 empty] | Fixed carbon costs | Input | £000s | -0.006641 | -0.006641 | -0.006641 | -0.006641 | -0.006641 | -0.006641 | -0.006641 | -0.006641 | -0.006641 | -0.006641 | -0.006641 | -0.006641 | -0.006641 | -0.006641 | -0.006641 | -0.006641 | -0.006641 | -0.006641 | -0.006641 | -0.006641 | -0.006641 | -0.006641 | -0.006641 | -0.006641 | -0.006641 | -0.006641 | -0.006641 | -0.006641 | -0.006641 | -0.006641 | -0.006641 | -0.006641 | -0.006641 | -0.006641 | -0.006641 | -0.006641 | -0.006641 | -0.006641 | -0.006641 | -0.006641 | -0.006641 | -0.006641 | -0.006641 | -0.006641 | -0.006641 | -0.006641 | -0.006641 | -0.006641 | -0.006641 | -0.006641 | -0.006641 | -0.006641 | -0.006641 | -0.006641 | -0.006641 | -0.006641 | -0.006641 | -0.006641 | -0.006641 | -0.006641 | -0.006641 | -0.006641 | -0.006641 | -0.006641 | -0.006641 | -0.006641 | -0.006641 | -0.006641 | -0.006641 | -0.006641 | -0.006641 | -0.006641 | -0.006641 | -0.006641 | -0.006641 | -0.006641 | -0.006641 | -0.006641 | -0.006641 | -0.006641 | 0 | 0 | 0 | 0 | 0 | 0 | 0 | 0 | 0 | 0 | 0 | 0 | 0 | 0 | 0 | 0 | 0 | 0 | 0 | 0 | 0 | 0 | 0 | 0
[19 empty] | Variable carbon costs | Input | £000s | 0 | 0 | 0 | 0 | 0 | 0 | 0 | 0 | 0 | 0 | 0 | 0 | 0 | 0 | 0 | 0 | 0 | 0 | 0 | 0 | 0 | 0 | 0 | 0 | 0 | 0 | 0 | 0 | 0 | 0 | 0 | 0 | 0 | 0 | 0 | 0 | 0 | 0 | 0 | 0 | 0 | 0 | 0 | 0 | 0 | 0 | 0 | 0 | 0 | 0 | 0 | 0 | 0 | 0 | 0 | 0 | 0 | 0 | 0 | 0 | 0 | 0 | 0 | 0 | 0 | 0 | 0 | 0 | 0 | 0 | 0 | 0 | 0 | 0 | 0 | 0 | 0 | 0 | 0 | 0 | 0 | 0 | 0 | 0 | 0 | 0 | 0 | 0 | 0 | 0 | 0 | 0 | 0 | 0 | 0 | 0 | 0 | 0 | 0 | 0 | 0 | 0 | 0 | 0
[19 empty] | Customer willingness to pay | Input | £000s | 0 | 0 | 0 | 0 | 0 | 0 | 0 | 0 | 0 | 0 | 0 | 0 | 0 | 0 | 0 | 0 | 0 | 0 | 0 | 0 | 0 | 0 | 0 | 0 | 0 | 0 | 0 | 0 | 0 | 0 | 0 | 0 | 0 | 0 | 0 | 0 | 0 | 0 | 0 | 0 | 0 | 0 | 0 | 0 | 0 | 0 | 0 | 0 | 0 | 0 | 0 | 0 | 0 | 0 | 0 | 0 | 0 | 0 | 0 | 0 | 0 | 0 | 0 | 0 | 0 | 0 | 0 | 0 | 0 | 0 | 0 | 0 | 0 | 0 | 0 | 0 | 0 | 0 | 0 | 0 | 0 | 0 | 0 | 0 | 0 | 0 | 0 | 0 | 0 | 0 | 0 | 0 | 0 | 0 | 0 | 0 | 0 | 0 | 0 | 0 | 0 | 0 | 0 | 0
[19 empty] | Total | Sum of above (excl WAFU) | £000s | 6766.3277 | 6730.9548 | 6695.582 | 6660.2091 | 6624.8362 | 77.2636 | 77.2636 | 77.2636 | 77.2636 | 77.2636 | -80.5339 | -80.5339 | -80.5339 | -80.5339 | -80.5339 | -80.5339 | -80.5339 | -80.5339 | -80.5339 | -80.5339 | -80.5339 | -80.5339 | -80.5339 | -80.5339 | -80.5339 | -0.006641 | -0.006641 | -0.006641 | -0.006641 | -0.006641 | -0.006641 | -0.006641 | -0.006641 | -0.006641 | -0.006641 | -0.006641 | -0.006641 | -0.006641 | -0.006641 | -0.006641 | -0.006641 | -0.006641 | -0.006641 | -0.006641 | -0.006641 | -0.006641 | -0.006641 | -0.006641 | -0.006641 | -0.006641 | -0.006641 | -0.006641 | -0.006641 | -0.006641 | -0.006641 | -0.006641 | -0.006641 | -0.006641 | -0.006641 | -0.006641 | -0.006641 | -0.006641 | -0.006641 | -0.006641 | -0.006641 | -0.006641 | -0.006641 | -0.006641 | -0.006641 | -0.006641 | -0.006641 | -0.006641 | -0.006641 | -0.006641 | -0.006641 | -0.006641 | -0.006641 | -0.006641 | -0.006641 | -0.006641 | 0 | 0 | 0 | 0 | 0 | 0 | 0 | 0 | 0 | 0 | 0 | 0 | 0 | 0 | 0 | 0 | 0 | 0 | 0 | 0 | 0 | 0 | 0 | 0
58.1x | SESW-LEA-399b: Mains renewal_b | SESW-LEA-399b | Trunk mains renewal | N | 2020 | Capacity | 1.2 | 11649.2734 | 0 | 12977.9511 | 0 | -0.090754 | 0 | 12977.8603 | 111.4057 | 111.4049 |  |  | Gains in WAFU / Savings in demand | Input | Ml/d | 0.24 | 0.48 | 0.72 | 0.96 | 1.2 | 1.2 | 1.2 | 1.2 | 1.2 | 1.2 | 1.2 | 1.2 | 1.2 | 1.2 | 1.2 | 1.2 | 1.2 | 1.2 | 1.2 | 1.2 | 1.2 | 1.2 | 1.2 | 1.2 | 1.2 | 1.2 | 1.2 | 1.2 | 1.2 | 1.2 | 1.2 | 1.2 | 1.2 | 1.2 | 1.2 | 1.2 | 1.2 | 1.2 | 1.2 | 1.2 | 1.2 | 1.2 | 1.2 | 1.2 | 1.2 | 1.2 | 1.2 | 1.2 | 1.2 | 1.2 | 1.2 | 1.2 | 1.2 | 1.2 | 1.2 | 1.2 | 1.2 | 1.2 | 1.2 | 1.2 | 1.2 | 1.2 | 1.2 | 1.2 | 1.2 | 1.2 | 1.2 | 1.2 | 1.2 | 1.2 | 1.2 | 1.2 | 1.2 | 1.2 | 1.2 | 1.2 | 1.2 | 1.2 | 1.2 | 1.2 | 0 | 0 | 0 | 0 | 0 | 0 | 0 | 0 | 0 | 0 | 0 | 0 | 0 | 0 | 0 | 0 | 0 | 0 | 0 | 0 | 0 | 0 | 0 | 0
[19 empty] | Fixed capex | Input | £000s | 0 | 0 | 0 | 0 | 0 | 0 | 0 | 0 | 0 | 0 | 0 | 0 | 0 | 0 | 0 | 0 | 0 | 0 | 0 | 0 | 0 | 0 | 0 | 0 | 0 | 0 | 0 | 0 | 0 | 0 | 0 | 0 | 0 | 0 | 0 | 0 | 0 | 0 | 0 | 0 | 0 | 0 | 0 | 0 | 0 | 0 | 0 | 0 | 0 | 0 | 0 | 0 | 0 | 0 | 0 | 0 | 0 | 0 | 0 | 0 | 0 | 0 | 0 | 0 | 0 | 0 | 0 | 0 | 0 | 0 | 0 | 0 | 0 | 0 | 0 | 0 | 0 | 0 | 0 | 0 | 0 | 0 | 0 | 0 | 0 | 0 | 0 | 0 | 0 | 0 | 0 | 0 | 0 | 0 | 0 | 0 | 0 | 0 | 0 | 0 | 0 | 0 | 0 | 0
[19 empty] | Variable capex | Input | £000s | 0 | 0 | 0 | 0 | 0 | 0 | 0 | 0 | 0 | 0 | 0 | 0 | 0 | 0 | 0 | 0 | 0 | 0 | 0 | 0 | 0 | 0 | 0 | 0 | 0 | 0 | 0 | 0 | 0 | 0 | 0 | 0 | 0 | 0 | 0 | 0 | 0 | 0 | 0 | 0 | 0 | 0 | 0 | 0 | 0 | 0 | 0 | 0 | 0 | 0 | 0 | 0 | 0 | 0 | 0 | 0 | 0 | 0 | 0 | 0 | 0 | 0 | 0 | 0 | 0 | 0 | 0 | 0 | 0 | 0 | 0 | 0 | 0 | 0 | 0 | 0 | 0 | 0 | 0 | 0 | 0 | 0 | 0 | 0 | 0 | 0 | 0 | 0 | 0 | 0 | 0 | 0 | 0 | 0 | 0 | 0 | 0 | 0 | 0 | 0 | 0 | 0 | 0 | 0
[19 empty] | Financing costs | Input | £000s | 0 | 0 | 0 | 0 | 0 | 0 | 0 | 0 | 0 | 0 | 0 | 0 | 0 | 0 | 0 | 0 | 0 | 0 | 0 | 0 | 0 | 0 | 0 | 0 | 0 | 0 | 0 | 0 | 0 | 0 | 0 | 0 | 0 | 0 | 0 | 0 | 0 | 0 | 0 | 0 | 0 | 0 | 0 | 0 | 0 | 0 | 0 | 0 | 0 | 0 | 0 | 0 | 0 | 0 | 0 | 0 | 0 | 0 | 0 | 0 | 0 | 0 | 0 | 0 | 0 | 0 | 0 | 0 | 0 | 0 | 0 | 0 | 0 | 0 | 0 | 0 | 0 | 0 | 0 | 0
[19 empty] | Fixed opex | Input | £000s | 2836.2109 | 2818.5244 | 2800.838 | 2783.1515 | 2765.4651 | 90.8279 | 90.8279 | 90.8279 | 90.8279 | 90.8279 | -56.0479 | -56.0479 | -56.0479 | -56.0479 | -56.0479 | -56.0479 | -56.0479 | -56.0479 | -56.0479 | -56.0479 | -56.0479 | -56.0479 | -56.0479 | -56.0479 | -56.0479 | 0 | 0 | 0 | 0 | 0 | 0 | 0 | 0 | 0 | 0 | 0 | 0 | 0 | 0 | 0 | 0 | 0 | 0 | 0 | 0 | 0 | 0 | 0 | 0 | 0 | 0 | 0 | 0 | 0 | 0 | 0 | 0 | 0 | 0 | 0 | 0 | 0 | 0 | 0 | 0 | 0 | 0 | 0 | 0 | 0 | 0 | 0 | 0 | 0 | 0 | 0 | 0 | 0 | 0 | 0 | 0 | 0 | 0 | 0 | 0 | 0 | 0 | 0 | 0 | 0 | 0 | 0 | 0 | 0 | 0 | 0 | 0 | 0 | 0 | 0 | 0 | 0 | 0 | 0
[19 empty] | Variable opex | Input | £000s | 0 | 0 | 0 | 0 | 0 | 0 | 0 | 0 | 0 | 0 | 0 | 0 | 0 | 0 | 0 | 0 | 0 | 0 | 0 | 0 | 0 | 0 | 0 | 0 | 0 | 0 | 0 | 0 | 0 | 0 | 0 | 0 | 0 | 0 | 0 | 0 | 0 | 0 | 0 | 0 | 0 | 0 | 0 | 0 | 0 | 0 | 0 | 0 | 0 | 0 | 0 | 0 | 0 | 0 | 0 | 0 | 0 | 0 | 0 | 0 | 0 | 0 | 0 | 0 | 0 | 0 | 0 | 0 | 0 | 0 | 0 | 0 | 0 | 0 | 0 | 0 | 0 | 0 | 0 | 0 | 0 | 0 | 0 | 0 | 0 | 0 | 0 | 0 | 0 | 0 | 0 | 0 | 0 | 0 | 0 | 0 | 0 | 0 | 0 | 0 | 0 | 0 | 0 | 0
[19 empty] | Opex savings | Input | £000s | 0 | 0 | 0 | 0 | 0 | 0 | 0 | 0 | 0 | 0 | 0 | 0 | 0 | 0 | 0 | 0 | 0 | 0 | 0 | 0 | 0 | 0 | 0 | 0 | 0 | 0 | 0 | 0 | 0 | 0 | 0 | 0 | 0 | 0 | 0 | 0 | 0 | 0 | 0 | 0 | 0 | 0 | 0 | 0 | 0 | 0 | 0 | 0 | 0 | 0 | 0 | 0 | 0 | 0 | 0 | 0 | 0 | 0 | 0 | 0 | 0 | 0 | 0 | 0 | 0 | 0 | 0 | 0 | 0 | 0 | 0 | 0 | 0 | 0 | 0 | 0 | 0 | 0 | 0 | 0 | 0 | 0 | 0 | 0 | 0 | 0 | 0 | 0 | 0 | 0 | 0 | 0 | 0 | 0 | 0 | 0 | 0 | 0 | 0 | 0 | 0 | 0 | 0 | 0
[19 empty] | Fixed env & social | Input | £000s | 0 | 0 | 0 | 0 | 0 | 0 | 0 | 0 | 0 | 0 | 0 | 0 | 0 | 0 | 0 | 0 | 0 | 0 | 0 | 0 | 0 | 0 | 0 | 0 | 0 | 0 | 0 | 0 | 0 | 0 | 0 | 0 | 0 | 0 | 0 | 0 | 0 | 0 | 0 | 0 | 0 | 0 | 0 | 0 | 0 | 0 | 0 | 0 | 0 | 0 | 0 | 0 | 0 | 0 | 0 | 0 | 0 | 0 | 0 | 0 | 0 | 0 | 0 | 0 | 0 | 0 | 0 | 0 | 0 | 0 | 0 | 0 | 0 | 0 | 0 | 0 | 0 | 0 | 0 | 0 | 0 | 0 | 0 | 0 | 0 | 0 | 0 | 0 | 0 | 0 | 0 | 0 | 0 | 0 | 0 | 0 | 0 | 0 | 0 | 0 | 0 | 0 | 0 | 0
[19 empty] | Variable env & social | Input | £000s | 0 | 0 | 0 | 0 | 0 | 0 | 0 | 0 | 0 | 0 | 0 | 0 | 0 | 0 | 0 | 0 | 0 | 0 | 0 | 0 | 0 | 0 | 0 | 0 | 0 | 0 | 0 | 0 | 0 | 0 | 0 | 0 | 0 | 0 | 0 | 0 | 0 | 0 | 0 | 0 | 0 | 0 | 0 | 0 | 0 | 0 | 0 | 0 | 0 | 0 | 0 | 0 | 0 | 0 | 0 | 0 | 0 | 0 | 0 | 0 | 0 | 0 | 0 | 0 | 0 | 0 | 0 | 0 | 0 | 0 | 0 | 0 | 0 | 0 | 0 | 0 | 0 | 0 | 0 | 0 | 0 | 0 | 0 | 0 | 0 | 0 | 0 | 0 | 0 | 0 | 0 | 0 | 0 | 0 | 0 | 0 | 0 | 0 | 0 | 0 | 0 | 0 | 0 | 0
[19 empty] | Fixed carbon costs | Input | £000s | -0.003181 | -0.003181 | -0.003181 | -0.003181 | -0.003181 | -0.003181 | -0.003181 | -0.003181 | -0.003181 | -0.003181 | -0.003181 | -0.003181 | -0.003181 | -0.003181 | -0.003181 | -0.003181 | -0.003181 | -0.003181 | -0.003181 | -0.003181 | -0.003181 | -0.003181 | -0.003181 | -0.003181 | -0.003181 | -0.003181 | -0.003181 | -0.003181 | -0.003181 | -0.003181 | -0.003181 | -0.003181 | -0.003181 | -0.003181 | -0.003181 | -0.003181 | -0.003181 | -0.003181 | -0.003181 | -0.003181 | -0.003181 | -0.003181 | -0.003181 | -0.003181 | -0.003181 | -0.003181 | -0.003181 | -0.003181 | -0.003181 | -0.003181 | -0.003181 | -0.003181 | -0.003181 | -0.003181 | -0.003181 | -0.003181 | -0.003181 | -0.003181 | -0.003181 | -0.003181 | -0.003181 | -0.003181 | -0.003181 | -0.003181 | -0.003181 | -0.003181 | -0.003181 | -0.003181 | -0.003181 | -0.003181 | -0.003181 | -0.003181 | -0.003181 | -0.003181 | -0.003181 | -0.003181 | -0.003181 | -0.003181 | -0.003181 | -0.003181 | 0 | 0 | 0 | 0 | 0 | 0 | 0 | 0 | 0 | 0 | 0 | 0 | 0 | 0 | 0 | 0 | 0 | 0 | 0 | 0 | 0 | 0 | 0 | 0
[19 empty] | Variable carbon costs | Input | £000s | 0 | 0 | 0 | 0 | 0 | 0 | 0 | 0 | 0 | 0 | 0 | 0 | 0 | 0 | 0 | 0 | 0 | 0 | 0 | 0 | 0 | 0 | 0 | 0 | 0 | 0 | 0 | 0 | 0 | 0 | 0 | 0 | 0 | 0 | 0 | 0 | 0 | 0 | 0 | 0 | 0 | 0 | 0 | 0 | 0 | 0 | 0 | 0 | 0 | 0 | 0 | 0 | 0 | 0 | 0 | 0 | 0 | 0 | 0 | 0 | 0 | 0 | 0 | 0 | 0 | 0 | 0 | 0 | 0 | 0 | 0 | 0 | 0 | 0 | 0 | 0 | 0 | 0 | 0 | 0 | 0 | 0 | 0 | 0 | 0 | 0 | 0 | 0 | 0 | 0 | 0 | 0 | 0 | 0 | 0 | 0 | 0 | 0 | 0 | 0 | 0 | 0 | 0 | 0
[19 empty] | Customer willingness to pay | Input | £000s | 0 | 0 | 0 | 0 | 0 | 0 | 0 | 0 | 0 | 0 | 0 | 0 | 0 | 0 | 0 | 0 | 0 | 0 | 0 | 0 | 0 | 0 | 0 | 0 | 0 | 0 | 0 | 0 | 0 | 0 | 0 | 0 | 0 | 0 | 0 | 0 | 0 | 0 | 0 | 0 | 0 | 0 | 0 | 0 | 0 | 0 | 0 | 0 | 0 | 0 | 0 | 0 | 0 | 0 | 0 | 0 | 0 | 0 | 0 | 0 | 0 | 0 | 0 | 0 | 0 | 0 | 0 | 0 | 0 | 0 | 0 | 0 | 0 | 0 | 0 | 0 | 0 | 0 | 0 | 0 | 0 | 0 | 0 | 0 | 0 | 0 | 0 | 0 | 0 | 0 | 0 | 0 | 0 | 0 | 0 | 0 | 0 | 0 | 0 | 0 | 0 | 0 | 0 | 0
[19 empty] | Total | Sum of above (excl WAFU) | £000s | 2836.2077 | 2818.5212 | 2800.8348 | 2783.1484 | 2765.4619 | 90.8247 | 90.8247 | 90.8247 | 90.8247 | 90.8247 | -56.051 | -56.051 | -56.051 | -56.051 | -56.051 | -56.051 | -56.051 | -56.051 | -56.051 | -56.051 | -56.051 | -56.051 | -56.051 | -56.051 | -56.051 | -0.003181 | -0.003181 | -0.003181 | -0.003181 | -0.003181 | -0.003181 | -0.003181 | -0.003181 | -0.003181 | -0.003181 | -0.003181 | -0.003181 | -0.003181 | -0.003181 | -0.003181 | -0.003181 | -0.003181 | -0.003181 | -0.003181 | -0.003181 | -0.003181 | -0.003181 | -0.003181 | -0.003181 | -0.003181 | -0.003181 | -0.003181 | -0.003181 | -0.003181 | -0.003181 | -0.003181 | -0.003181 | -0.003181 | -0.003181 | -0.003181 | -0.003181 | -0.003181 | -0.003181 | -0.003181 | -0.003181 | -0.003181 | -0.003181 | -0.003181 | -0.003181 | -0.003181 | -0.003181 | -0.003181 | -0.003181 | -0.003181 | -0.003181 | -0.003181 | -0.003181 | -0.003181 | -0.003181 | -0.003181 | 0 | 0 | 0 | 0 | 0 | 0 | 0 | 0 | 0 | 0 | 0 | 0 | 0 | 0 | 0 | 0 | 0 | 0 | 0 | 0 | 0 | 0 | 0 | 0
58.1x | SESW-LEA-399a: Mains renewal_a | SESW-LEA-399a | Trunk mains renewal | N | 2020 | Capacity | 0.4 | 3883.0911 | 0 | -3621.8632 | 0 | -0.089359 | 0 | -3621.9525 | -93.2727 | -93.275 |  |  | Gains in WAFU / Savings in demand | Input | Ml/d | 0.08 | 0.16 | 0.24 | 0.32 | 0.4 | 0.4 | 0.4 | 0.4 | 0.4 | 0.4 | 0.4 | 0.4 | 0.4 | 0.4 | 0.4 | 0.4 | 0.4 | 0.4 | 0.4 | 0.4 | 0.4 | 0.4 | 0.4 | 0.4 | 0.4 | 0.4 | 0.4 | 0.4 | 0.4 | 0.4 | 0.4 | 0.4 | 0.4 | 0.4 | 0.4 | 0.4 | 0.4 | 0.4 | 0.4 | 0.4 | 0.4 | 0.4 | 0.4 | 0.4 | 0.4 | 0.4 | 0.4 | 0.4 | 0.4 | 0.4 | 0.4 | 0.4 | 0.4 | 0.4 | 0.4 | 0.4 | 0.4 | 0.4 | 0.4 | 0.4 | 0.4 | 0.4 | 0.4 | 0.4 | 0.4 | 0.4 | 0.4 | 0.4 | 0.4 | 0.4 | 0.4 | 0.4 | 0.4 | 0.4 | 0.4 | 0.4 | 0.4 | 0.4 | 0.4 | 0.4 | 0 | 0 | 0 | 0 | 0 | 0 | 0 | 0 | 0 | 0 | 0 | 0 | 0 | 0 | 0 | 0 | 0 | 0 | 0 | 0 | 0 | 0 | 0 | 0
[19 empty] | Fixed capex | Input | £000s | 0 | 0 | 0 | 0 | 0 | 0 | 0 | 0 | 0 | 0 | 0 | 0 | 0 | 0 | 0 | 0 | 0 | 0 | 0 | 0 | 0 | 0 | 0 | 0 | 0 | 0 | 0 | 0 | 0 | 0 | 0 | 0 | 0 | 0 | 0 | 0 | 0 | 0 | 0 | 0 | 0 | 0 | 0 | 0 | 0 | 0 | 0 | 0 | 0 | 0 | 0 | 0 | 0 | 0 | 0 | 0 | 0 | 0 | 0 | 0 | 0 | 0 | 0 | 0 | 0 | 0 | 0 | 0 | 0 | 0 | 0 | 0 | 0 | 0 | 0 | 0 | 0 | 0 | 0 | 0 | 0 | 0 | 0 | 0 | 0 | 0 | 0 | 0 | 0 | 0 | 0 | 0 | 0 | 0 | 0 | 0 | 0 | 0 | 0 | 0 | 0 | 0 | 0 | 0
[19 empty] | Variable capex | Input | £000s | 0 | 0 | 0 | 0 | 0 | 0 | 0 | 0 | 0 | 0 | 0 | 0 | 0 | 0 | 0 | 0 | 0 | 0 | 0 | 0 | 0 | 0 | 0 | 0 | 0 | 0 | 0 | 0 | 0 | 0 | 0 | 0 | 0 | 0 | 0 | 0 | 0 | 0 | 0 | 0 | 0 | 0 | 0 | 0 | 0 | 0 | 0 | 0 | 0 | 0 | 0 | 0 | 0 | 0 | 0 | 0 | 0 | 0 | 0 | 0 | 0 | 0 | 0 | 0 | 0 | 0 | 0 | 0 | 0 | 0 | 0 | 0 | 0 | 0 | 0 | 0 | 0 | 0 | 0 | 0 | 0 | 0 | 0 | 0 | 0 | 0 | 0 | 0 | 0 | 0 | 0 | 0 | 0 | 0 | 0 | 0 | 0 | 0 | 0 | 0 | 0 | 0 | 0 | 0
[19 empty] | Financing costs | Input | £000s | 0 | 0 | 0 | 0 | 0 | 0 | 0 | 0 | 0 | 0 | 0 | 0 | 0 | 0 | 0 | 0 | 0 | 0 | 0 | 0 | 0 | 0 | 0 | 0 | 0 | 0 | 0 | 0 | 0 | 0 | 0 | 0 | 0 | 0 | 0 | 0 | 0 | 0 | 0 | 0 | 0 | 0 | 0 | 0 | 0 | 0 | 0 | 0 | 0 | 0 | 0 | 0 | 0 | 0 | 0 | 0 | 0 | 0 | 0 | 0 | 0 | 0 | 0 | 0 | 0 | 0 | 0 | 0 | 0 | 0 | 0 | 0 | 0 | 0 | 0 | 0 | 0 | 0 | 0 | 0
[19 empty] | Fixed opex | Input | £000s | 1548.0192 | 1542.1237 | 1536.2282 | 1530.3328 | 1524.4373 | -50.7775 | -50.7775 | -50.7775 | -50.7775 | -50.7775 | -1254.6781 | -1254.6781 | -1254.6781 | -1254.6781 | -1254.6781 | -1254.6781 | -1254.6781 | -1254.6781 | -1254.6781 | -1254.6781 | -1254.6781 | -1254.6781 | -1254.6781 | -1254.6781 | -1254.6781 | 0 | 0 | 0 | 0 | 0 | 0 | 0 | 0 | 0 | 0 | 0 | 0 | 0 | 0 | 0 | 0 | 0 | 0 | 0 | 0 | 0 | 0 | 0 | 0 | 0 | 0 | 0 | 0 | 0 | 0 | 0 | 0 | 0 | 0 | 0 | 0 | 0 | 0 | 0 | 0 | 0 | 0 | 0 | 0 | 0 | 0 | 0 | 0 | 0 | 0 | 0 | 0 | 0 | 0 | 0 | 0 | 0 | 0 | 0 | 0 | 0 | 0 | 0 | 0 | 0 | 0 | 0 | 0 | 0 | 0 | 0 | 0 | 0 | 0 | 0 | 0 | 0 | 0 | 0
[19 empty] | Variable opex | Input | £000s | 0 | 0 | 0 | 0 | 0 | 0 | 0 | 0 | 0 | 0 | 0 | 0 | 0 | 0 | 0 | 0 | 0 | 0 | 0 | 0 | 0 | 0 | 0 | 0 | 0 | 0 | 0 | 0 | 0 | 0 | 0 | 0 | 0 | 0 | 0 | 0 | 0 | 0 | 0 | 0 | 0 | 0 | 0 | 0 | 0 | 0 | 0 | 0 | 0 | 0 | 0 | 0 | 0 | 0 | 0 | 0 | 0 | 0 | 0 | 0 | 0 | 0 | 0 | 0 | 0 | 0 | 0 | 0 | 0 | 0 | 0 | 0 | 0 | 0 | 0 | 0 | 0 | 0 | 0 | 0 | 0 | 0 | 0 | 0 | 0 | 0 | 0 | 0 | 0 | 0 | 0 | 0 | 0 | 0 | 0 | 0 | 0 | 0 | 0 | 0 | 0 | 0 | 0 | 0
[19 empty] | Opex savings | Input | £000s | 0 | 0 | 0 | 0 | 0 | 0 | 0 | 0 | 0 | 0 | 0 | 0 | 0 | 0 | 0 | 0 | 0 | 0 | 0 | 0 | 0 | 0 | 0 | 0 | 0 | 0 | 0 | 0 | 0 | 0 | 0 | 0 | 0 | 0 | 0 | 0 | 0 | 0 | 0 | 0 | 0 | 0 | 0 | 0 | 0 | 0 | 0 | 0 | 0 | 0 | 0 | 0 | 0 | 0 | 0 | 0 | 0 | 0 | 0 | 0 | 0 | 0 | 0 | 0 | 0 | 0 | 0 | 0 | 0 | 0 | 0 | 0 | 0 | 0 | 0 | 0 | 0 | 0 | 0 | 0 | 0 | 0 | 0 | 0 | 0 | 0 | 0 | 0 | 0 | 0 | 0 | 0 | 0 | 0 | 0 | 0 | 0 | 0 | 0 | 0 | 0 | 0 | 0 | 0
[19 empty] | Fixed env & social | Input | £000s | 0 | 0 | 0 | 0 | 0 | 0 | 0 | 0 | 0 | 0 | 0 | 0 | 0 | 0 | 0 | 0 | 0 | 0 | 0 | 0 | 0 | 0 | 0 | 0 | 0 | 0 | 0 | 0 | 0 | 0 | 0 | 0 | 0 | 0 | 0 | 0 | 0 | 0 | 0 | 0 | 0 | 0 | 0 | 0 | 0 | 0 | 0 | 0 | 0 | 0 | 0 | 0 | 0 | 0 | 0 | 0 | 0 | 0 | 0 | 0 | 0 | 0 | 0 | 0 | 0 | 0 | 0 | 0 | 0 | 0 | 0 | 0 | 0 | 0 | 0 | 0 | 0 | 0 | 0 | 0 | 0 | 0 | 0 | 0 | 0 | 0 | 0 | 0 | 0 | 0 | 0 | 0 | 0 | 0 | 0 | 0 | 0 | 0 | 0 | 0 | 0 | 0 | 0 | 0
[19 empty] | Variable env & social | Input | £000s | 0 | 0 | 0 | 0 | 0 | 0 | 0 | 0 | 0 | 0 | 0 | 0 | 0 | 0 | 0 | 0 | 0 | 0 | 0 | 0 | 0 | 0 | 0 | 0 | 0 | 0 | 0 | 0 | 0 | 0 | 0 | 0 | 0 | 0 | 0 | 0 | 0 | 0 | 0 | 0 | 0 | 0 | 0 | 0 | 0 | 0 | 0 | 0 | 0 | 0 | 0 | 0 | 0 | 0 | 0 | 0 | 0 | 0 | 0 | 0 | 0 | 0 | 0 | 0 | 0 | 0 | 0 | 0 | 0 | 0 | 0 | 0 | 0 | 0 | 0 | 0 | 0 | 0 | 0 | 0 | 0 | 0 | 0 | 0 | 0 | 0 | 0 | 0 | 0 | 0 | 0 | 0 | 0 | 0 | 0 | 0 | 0 | 0 | 0 | 0 | 0 | 0 | 0 | 0
[19 empty] | Fixed carbon costs | Input | £000s | -0.0031321 | -0.0031321 | -0.0031321 | -0.0031321 | -0.0031321 | -0.0031321 | -0.0031321 | -0.0031321 | -0.0031321 | -0.0031321 | -0.0031321 | -0.0031321 | -0.0031321 | -0.0031321 | -0.0031321 | -0.0031321 | -0.0031321 | -0.0031321 | -0.0031321 | -0.0031321 | -0.0031321 | -0.0031321 | -0.0031321 | -0.0031321 | -0.0031321 | -0.0031321 | -0.0031321 | -0.0031321 | -0.0031321 | -0.0031321 | -0.0031321 | -0.0031321 | -0.0031321 | -0.0031321 | -0.0031321 | -0.0031321 | -0.0031321 | -0.0031321 | -0.0031321 | -0.0031321 | -0.0031321 | -0.0031321 | -0.0031321 | -0.0031321 | -0.0031321 | -0.0031321 | -0.0031321 | -0.0031321 | -0.0031321 | -0.0031321 | -0.0031321 | -0.0031321 | -0.0031321 | -0.0031321 | -0.0031321 | -0.0031321 | -0.0031321 | -0.0031321 | -0.0031321 | -0.0031321 | -0.0031321 | -0.0031321 | -0.0031321 | -0.0031321 | -0.0031321 | -0.0031321 | -0.0031321 | -0.0031321 | -0.0031321 | -0.0031321 | -0.0031321 | -0.0031321 | -0.0031321 | -0.0031321 | -0.0031321 | -0.0031321 | -0.0031321 | -0.0031321 | -0.0031321 | -0.0031321 | 0 | 0 | 0 | 0 | 0 | 0 | 0 | 0 | 0 | 0 | 0 | 0 | 0 | 0 | 0 | 0 | 0 | 0 | 0 | 0 | 0 | 0 | 0 | 0
[19 empty] | Variable carbon costs | Input | £000s | 0 | 0 | 0 | 0 | 0 | 0 | 0 | 0 | 0 | 0 | 0 | 0 | 0 | 0 | 0 | 0 | 0 | 0 | 0 | 0 | 0 | 0 | 0 | 0 | 0 | 0 | 0 | 0 | 0 | 0 | 0 | 0 | 0 | 0 | 0 | 0 | 0 | 0 | 0 | 0 | 0 | 0 | 0 | 0 | 0 | 0 | 0 | 0 | 0 | 0 | 0 | 0 | 0 | 0 | 0 | 0 | 0 | 0 | 0 | 0 | 0 | 0 | 0 | 0 | 0 | 0 | 0 | 0 | 0 | 0 | 0 | 0 | 0 | 0 | 0 | 0 | 0 | 0 | 0 | 0 | 0 | 0 | 0 | 0 | 0 | 0 | 0 | 0 | 0 | 0 | 0 | 0 | 0 | 0 | 0 | 0 | 0 | 0 | 0 | 0 | 0 | 0 | 0 | 0
[19 empty] | Customer willingness to pay | Input | £000s | 0 | 0 | 0 | 0 | 0 | 0 | 0 | 0 | 0 | 0 | 0 | 0 | 0 | 0 | 0 | 0 | 0 | 0 | 0 | 0 | 0 | 0 | 0 | 0 | 0 | 0 | 0 | 0 | 0 | 0 | 0 | 0 | 0 | 0 | 0 | 0 | 0 | 0 | 0 | 0 | 0 | 0 | 0 | 0 | 0 | 0 | 0 | 0 | 0 | 0 | 0 | 0 | 0 | 0 | 0 | 0 | 0 | 0 | 0 | 0 | 0 | 0 | 0 | 0 | 0 | 0 | 0 | 0 | 0 | 0 | 0 | 0 | 0 | 0 | 0 | 0 | 0 | 0 | 0 | 0 | 0 | 0 | 0 | 0 | 0 | 0 | 0 | 0 | 0 | 0 | 0 | 0 | 0 | 0 | 0 | 0 | 0 | 0 | 0 | 0 | 0 | 0 | 0 | 0
[19 empty] | Total | Sum of above (excl WAFU) | £000s | 1548.0161 | 1542.1206 | 1536.2251 | 1530.3296 | 1524.4341 | -50.7806 | -50.7806 | -50.7806 | -50.7806 | -50.7806 | -1254.6812 | -1254.6812 | -1254.6812 | -1254.6812 | -1254.6812 | -1254.6812 | -1254.6812 | -1254.6812 | -1254.6812 | -1254.6812 | -1254.6812 | -1254.6812 | -1254.6812 | -1254.6812 | -1254.6812 | -0.0031321 | -0.0031321 | -0.0031321 | -0.0031321 | -0.0031321 | -0.0031321 | -0.0031321 | -0.0031321 | -0.0031321 | -0.0031321 | -0.0031321 | -0.0031321 | -0.0031321 | -0.0031321 | -0.0031321 | -0.0031321 | -0.0031321 | -0.0031321 | -0.0031321 | -0.0031321 | -0.0031321 | -0.0031321 | -0.0031321 | -0.0031321 | -0.0031321 | -0.0031321 | -0.0031321 | -0.0031321 | -0.0031321 | -0.0031321 | -0.0031321 | -0.0031321 | -0.0031321 | -0.0031321 | -0.0031321 | -0.0031321 | -0.0031321 | -0.0031321 | -0.0031321 | -0.0031321 | -0.0031321 | -0.0031321 | -0.0031321 | -0.0031321 | -0.0031321 | -0.0031321 | -0.0031321 | -0.0031321 | -0.0031321 | -0.0031321 | -0.0031321 | -0.0031321 | -0.0031321 | -0.0031321 | -0.0031321 | 0 | 0 | 0 | 0 | 0 | 0 | 0 | 0 | 0 | 0 | 0 | 0 | 0 | 0 | 0 | 0 | 0 | 0 | 0 | 0 | 0 | 0 | 0 | 0
58.1x | SESW-LEA-303: Enhanced pressure management | SESW-LEA-303 | Pressure management | N | 2020 | Capacity | 1.1981 | 12476.0583 | 0 | -821.1075 | 0 | -0.12446 | 0 | -821.232 | -6.5815 | -6.5825 |  |  | Gains in WAFU / Savings in demand | Input | Ml/d | 1.1981 | 1.1981 | 1.1981 | 1.1981 | 1.1981 | 1.1981 | 1.1981 | 1.1981 | 1.1981 | 1.1981 | 1.1981 | 1.1981 | 1.1981 | 1.1981 | 1.1981 | 1.1981 | 1.1981 | 1.1981 | 1.1981 | 1.1981 | 1.1981 | 1.1981 | 1.1981 | 1.1981 | 1.1981 | 1.1981 | 1.1981 | 1.1981 | 1.1981 | 1.1981 | 1.1981 | 1.1981 | 1.1981 | 1.1981 | 1.1981 | 1.1981 | 1.1981 | 1.1981 | 1.1981 | 1.1981 | 1.1981 | 1.1981 | 1.1981 | 1.1981 | 1.1981 | 1.1981 | 1.1981 | 1.1981 | 1.1981 | 1.1981 | 1.1981 | 1.1981 | 1.1981 | 1.1981 | 1.1981 | 1.1981 | 1.1981 | 1.1981 | 1.1981 | 1.1981 | 1.1981 | 1.1981 | 1.1981 | 1.1981 | 1.1981 | 1.1981 | 1.1981 | 1.1981 | 1.1981 | 1.1981 | 1.1981 | 1.1981 | 1.1981 | 1.1981 | 1.1981 | 1.1981 | 1.1981 | 1.1981 | 1.1981 | 1.1981 | 0 | 0 | 0 | 0 | 0 | 0 | 0 | 0 | 0 | 0 | 0 | 0 | 0 | 0 | 0 | 0 | 0 | 0 | 0 | 0 | 0 | 0 | 0 | 0
[19 empty] | Fixed capex | Input | £000s | 0 | 0 | 0 | 0 | 0 | 0 | 0 | 0 | 0 | 0 | 0 | 0 | 0 | 0 | 0 | 0 | 0 | 0 | 0 | 0 | 0 | 0 | 0 | 0 | 0 | 0 | 0 | 0 | 0 | 0 | 0 | 0 | 0 | 0 | 0 | 0 | 0 | 0 | 0 | 0 | 0 | 0 | 0 | 0 | 0 | 0 | 0 | 0 | 0 | 0 | 0 | 0 | 0 | 0 | 0 | 0 | 0 | 0 | 0 | 0 | 0 | 0 | 0 | 0 | 0 | 0 | 0 | 0 | 0 | 0 | 0 | 0 | 0 | 0 | 0 | 0 | 0 | 0 | 0 | 0 | 0 | 0 | 0 | 0 | 0 | 0 | 0 | 0 | 0 | 0 | 0 | 0 | 0 | 0 | 0 | 0 | 0 | 0 | 0 | 0 | 0 | 0 | 0 | 0
[19 empty] | Variable capex | Input | £000s | 0 | 0 | 0 | 0 | 0 | 0 | 0 | 0 | 0 | 0 | 0 | 0 | 0 | 0 | 0 | 0 | 0 | 0 | 0 | 0 | 0 | 0 | 0 | 0 | 0 | 0 | 0 | 0 | 0 | 0 | 0 | 0 | 0 | 0 | 0 | 0 | 0 | 0 | 0 | 0 | 0 | 0 | 0 | 0 | 0 | 0 | 0 | 0 | 0 | 0 | 0 | 0 | 0 | 0 | 0 | 0 | 0 | 0 | 0 | 0 | 0 | 0 | 0 | 0 | 0 | 0 | 0 | 0 | 0 | 0 | 0 | 0 | 0 | 0 | 0 | 0 | 0 | 0 | 0 | 0 | 0 | 0 | 0 | 0 | 0 | 0 | 0 | 0 | 0 | 0 | 0 | 0 | 0 | 0 | 0 | 0 | 0 | 0 | 0 | 0 | 0 | 0 | 0 | 0
[19 empty] | Financing costs | Input | £000s | 0 | 0 | 0 | 0 | 0 | 0 | 0 | 0 | 0 | 0 | 0 | 0 | 0 | 0 | 0 | 0 | 0 | 0 | 0 | 0 | 0 | 0 | 0 | 0 | 0 | 0 | 0 | 0 | 0 | 0 | 0 | 0 | 0 | 0 | 0 | 0 | 0 | 0 | 0 | 0 | 0 | 0 | 0 | 0 | 0 | 0 | 0 | 0 | 0 | 0 | 0 | 0 | 0 | 0 | 0 | 0 | 0 | 0 | 0 | 0 | 0 | 0 | 0 | 0 | 0 | 0 | 0 | 0 | 0 | 0 | 0 | 0 | 0 | 0 | 0 | 0 | 0 | 0 | 0 | 0
[19 empty] | Fixed opex | Input | £000s | 189.91 | -62.9589 | -62.9589 | -62.9589 | -62.9589 | -62.9589 | -62.9589 | -62.9589 | -62.9589 | -62.9589 | -62.9589 | -62.9589 | -62.9589 | -62.9589 | -62.9589 | -62.9589 | -62.9589 | -62.9589 | -62.9589 | -62.9589 | -62.9589 | -62.9589 | -62.9589 | -62.9589 | -62.9589 | 0 | 0 | 0 | 0 | 0 | 0 | 0 | 0 | 0 | 0 | 0 | 0 | 0 | 0 | 0 | 0 | 0 | 0 | 0 | 0 | 0 | 0 | 0 | 0 | 0 | 0 | 0 | 0 | 0 | 0 | 0 | 0 | 0 | 0 | 0 | 0 | 0 | 0 | 0 | 0 | 0 | 0 | 0 | 0 | 0 | 0 | 0 | 0 | 0 | 0 | 0 | 0 | 0 | 0 | 0 | 0 | 0 | 0 | 0 | 0 | 0 | 0 | 0 | 0 | 0 | 0 | 0 | 0 | 0 | 0 | 0 | 0 | 0 | 0 | 0 | 0 | 0 | 0 | 0
[19 empty] | Variable opex | Input | £000s | 0 | 0 | 0 | 0 | 0 | 0 | 0 | 0 | 0 | 0 | 0 | 0 | 0 | 0 | 0 | 0 | 0 | 0 | 0 | 0 | 0 | 0 | 0 | 0 | 0 | 0 | 0 | 0 | 0 | 0 | 0 | 0 | 0 | 0 | 0 | 0 | 0 | 0 | 0 | 0 | 0 | 0 | 0 | 0 | 0 | 0 | 0 | 0 | 0 | 0 | 0 | 0 | 0 | 0 | 0 | 0 | 0 | 0 | 0 | 0 | 0 | 0 | 0 | 0 | 0 | 0 | 0 | 0 | 0 | 0 | 0 | 0 | 0 | 0 | 0 | 0 | 0 | 0 | 0 | 0 | 0 | 0 | 0 | 0 | 0 | 0 | 0 | 0 | 0 | 0 | 0 | 0 | 0 | 0 | 0 | 0 | 0 | 0 | 0 | 0 | 0 | 0 | 0 | 0
[19 empty] | Opex savings | Input | £000s | 0 | 0 | 0 | 0 | 0 | 0 | 0 | 0 | 0 | 0 | 0 | 0 | 0 | 0 | 0 | 0 | 0 | 0 | 0 | 0 | 0 | 0 | 0 | 0 | 0 | 0 | 0 | 0 | 0 | 0 | 0 | 0 | 0 | 0 | 0 | 0 | 0 | 0 | 0 | 0 | 0 | 0 | 0 | 0 | 0 | 0 | 0 | 0 | 0 | 0 | 0 | 0 | 0 | 0 | 0 | 0 | 0 | 0 | 0 | 0 | 0 | 0 | 0 | 0 | 0 | 0 | 0 | 0 | 0 | 0 | 0 | 0 | 0 | 0 | 0 | 0 | 0 | 0 | 0 | 0 | 0 | 0 | 0 | 0 | 0 | 0 | 0 | 0 | 0 | 0 | 0 | 0 | 0 | 0 | 0 | 0 | 0 | 0 | 0 | 0 | 0 | 0 | 0 | 0
[19 empty] | Fixed env & social | Input | £000s | 0 | 0 | 0 | 0 | 0 | 0 | 0 | 0 | 0 | 0 | 0 | 0 | 0 | 0 | 0 | 0 | 0 | 0 | 0 | 0 | 0 | 0 | 0 | 0 | 0 | 0 | 0 | 0 | 0 | 0 | 0 | 0 | 0 | 0 | 0 | 0 | 0 | 0 | 0 | 0 | 0 | 0 | 0 | 0 | 0 | 0 | 0 | 0 | 0 | 0 | 0 | 0 | 0 | 0 | 0 | 0 | 0 | 0 | 0 | 0 | 0 | 0 | 0 | 0 | 0 | 0 | 0 | 0 | 0 | 0 | 0 | 0 | 0 | 0 | 0 | 0 | 0 | 0 | 0 | 0 | 0 | 0 | 0 | 0 | 0 | 0 | 0 | 0 | 0 | 0 | 0 | 0 | 0 | 0 | 0 | 0 | 0 | 0 | 0 | 0 | 0 | 0 | 0 | 0
[19 empty] | Variable env & social | Input | £000s | 0 | 0 | 0 | 0 | 0 | 0 | 0 | 0 | 0 | 0 | 0 | 0 | 0 | 0 | 0 | 0 | 0 | 0 | 0 | 0 | 0 | 0 | 0 | 0 | 0 | 0 | 0 | 0 | 0 | 0 | 0 | 0 | 0 | 0 | 0 | 0 | 0 | 0 | 0 | 0 | 0 | 0 | 0 | 0 | 0 | 0 | 0 | 0 | 0 | 0 | 0 | 0 | 0 | 0 | 0 | 0 | 0 | 0 | 0 | 0 | 0 | 0 | 0 | 0 | 0 | 0 | 0 | 0 | 0 | 0 | 0 | 0 | 0 | 0 | 0 | 0 | 0 | 0 | 0 | 0 | 0 | 0 | 0 | 0 | 0 | 0 | 0 | 0 | 0 | 0 | 0 | 0 | 0 | 0 | 0 | 0 | 0 | 0 | 0 | 0 | 0 | 0 | 0 | 0
[19 empty] | Fixed carbon costs | Input | £000s | -0.0043625 | -0.0043625 | -0.0043625 | -0.0043625 | -0.0043625 | -0.0043625 | -0.0043625 | -0.0043625 | -0.0043625 | -0.0043625 | -0.0043625 | -0.0043625 | -0.0043625 | -0.0043625 | -0.0043625 | -0.0043625 | -0.0043625 | -0.0043625 | -0.0043625 | -0.0043625 | -0.0043625 | -0.0043625 | -0.0043625 | -0.0043625 | -0.0043625 | -0.0043625 | -0.0043625 | -0.0043625 | -0.0043625 | -0.0043625 | -0.0043625 | -0.0043625 | -0.0043625 | -0.0043625 | -0.0043625 | -0.0043625 | -0.0043625 | -0.0043625 | -0.0043625 | -0.0043625 | -0.0043625 | -0.0043625 | -0.0043625 | -0.0043625 | -0.0043625 | -0.0043625 | -0.0043625 | -0.0043625 | -0.0043625 | -0.0043625 | -0.0043625 | -0.0043625 | -0.0043625 | -0.0043625 | -0.0043625 | -0.0043625 | -0.0043625 | -0.0043625 | -0.0043625 | -0.0043625 | -0.0043625 | -0.0043625 | -0.0043625 | -0.0043625 | -0.0043625 | -0.0043625 | -0.0043625 | -0.0043625 | -0.0043625 | -0.0043625 | -0.0043625 | -0.0043625 | -0.0043625 | -0.0043625 | -0.0043625 | -0.0043625 | -0.0043625 | -0.0043625 | -0.0043625 | -0.0043625 | 0 | 0 | 0 | 0 | 0 | 0 | 0 | 0 | 0 | 0 | 0 | 0 | 0 | 0 | 0 | 0 | 0 | 0 | 0 | 0 | 0 | 0 | 0 | 0
[19 empty] | Variable carbon costs | Input | £000s | 0 | 0 | 0 | 0 | 0 | 0 | 0 | 0 | 0 | 0 | 0 | 0 | 0 | 0 | 0 | 0 | 0 | 0 | 0 | 0 | 0 | 0 | 0 | 0 | 0 | 0 | 0 | 0 | 0 | 0 | 0 | 0 | 0 | 0 | 0 | 0 | 0 | 0 | 0 | 0 | 0 | 0 | 0 | 0 | 0 | 0 | 0 | 0 | 0 | 0 | 0 | 0 | 0 | 0 | 0 | 0 | 0 | 0 | 0 | 0 | 0 | 0 | 0 | 0 | 0 | 0 | 0 | 0 | 0 | 0 | 0 | 0 | 0 | 0 | 0 | 0 | 0 | 0 | 0 | 0 | 0 | 0 | 0 | 0 | 0 | 0 | 0 | 0 | 0 | 0 | 0 | 0 | 0 | 0 | 0 | 0 | 0 | 0 | 0 | 0 | 0 | 0 | 0 | 0
[19 empty] | Customer willingness to pay | Input | £000s | 0 | 0 | 0 | 0 | 0 | 0 | 0 | 0 | 0 | 0 | 0 | 0 | 0 | 0 | 0 | 0 | 0 | 0 | 0 | 0 | 0 | 0 | 0 | 0 | 0 | 0 | 0 | 0 | 0 | 0 | 0 | 0 | 0 | 0 | 0 | 0 | 0 | 0 | 0 | 0 | 0 | 0 | 0 | 0 | 0 | 0 | 0 | 0 | 0 | 0 | 0 | 0 | 0 | 0 | 0 | 0 | 0 | 0 | 0 | 0 | 0 | 0 | 0 | 0 | 0 | 0 | 0 | 0 | 0 | 0 | 0 | 0 | 0 | 0 | 0 | 0 | 0 | 0 | 0 | 0 | 0 | 0 | 0 | 0 | 0 | 0 | 0 | 0 | 0 | 0 | 0 | 0 | 0 | 0 | 0 | 0 | 0 | 0 | 0 | 0 | 0 | 0 | 0 | 0
[19 empty] | Total | Sum of above (excl WAFU) | £000s | 189.9056 | -62.9633 | -62.9633 | -62.9633 | -62.9633 | -62.9633 | -62.9633 | -62.9633 | -62.9633 | -62.9633 | -62.9633 | -62.9633 | -62.9633 | -62.9633 | -62.9633 | -62.9633 | -62.9633 | -62.9633 | -62.9633 | -62.9633 | -62.9633 | -62.9633 | -62.9633 | -62.9633 | -62.9633 | -0.0043625 | -0.0043625 | -0.0043625 | -0.0043625 | -0.0043625 | -0.0043625 | -0.0043625 | -0.0043625 | -0.0043625 | -0.0043625 | -0.0043625 | -0.0043625 | -0.0043625 | -0.0043625 | -0.0043625 | -0.0043625 | -0.0043625 | -0.0043625 | -0.0043625 | -0.0043625 | -0.0043625 | -0.0043625 | -0.0043625 | -0.0043625 | -0.0043625 | -0.0043625 | -0.0043625 | -0.0043625 | -0.0043625 | -0.0043625 | -0.0043625 | -0.0043625 | -0.0043625 | -0.0043625 | -0.0043625 | -0.0043625 | -0.0043625 | -0.0043625 | -0.0043625 | -0.0043625 | -0.0043625 | -0.0043625 | -0.0043625 | -0.0043625 | -0.0043625 | -0.0043625 | -0.0043625 | -0.0043625 | -0.0043625 | -0.0043625 | -0.0043625 | -0.0043625 | -0.0043625 | -0.0043625 | -0.0043625 | 0 | 0 | 0 | 0 | 0 | 0 | 0 | 0 | 0 | 0 | 0 | 0 | 0 | 0 | 0 | 0 | 0 | 0 | 0 | 0 | 0 | 0 | 0 | 0
58.1x | SESW-LEA-302c: Improve RM efficiency_c | SESW-LEA-302c | Other leakage control | N | 2020 | Capacity | 0.29 | 2914.0524 | 0 | 322.6606 | 0 | 0.033588 | 0 | 322.6942 | 11.0726 | 11.0737 |  |  | Gains in WAFU / Savings in demand | Input | Ml/d | 0 | 0.29 | 0.29 | 0.29 | 0.29 | 0.29 | 0.29 | 0.29 | 0.29 | 0.29 | 0.29 | 0.29 | 0.29 | 0.29 | 0.29 | 0.29 | 0.29 | 0.29 | 0.29 | 0.29 | 0.29 | 0.29 | 0.29 | 0.29 | 0.29 | 0.29 | 0.29 | 0.29 | 0.29 | 0.29 | 0.29 | 0.29 | 0.29 | 0.29 | 0.29 | 0.29 | 0.29 | 0.29 | 0.29 | 0.29 | 0.29 | 0.29 | 0.29 | 0.29 | 0.29 | 0.29 | 0.29 | 0.29 | 0.29 | 0.29 | 0.29 | 0.29 | 0.29 | 0.29 | 0.29 | 0.29 | 0.29 | 0.29 | 0.29 | 0.29 | 0.29 | 0.29 | 0.29 | 0.29 | 0.29 | 0.29 | 0.29 | 0.29 | 0.29 | 0.29 | 0.29 | 0.29 | 0.29 | 0.29 | 0.29 | 0.29 | 0.29 | 0.29 | 0.29 | 0.29 | 0 | 0 | 0 | 0 | 0 | 0 | 0 | 0 | 0 | 0 | 0 | 0 | 0 | 0 | 0 | 0 | 0 | 0 | 0 | 0 | 0 | 0 | 0 | 0
[19 empty] | Fixed capex | Input | £000s | 0 | 0 | 0 | 0 | 0 | 0 | 0 | 0 | 0 | 0 | 0 | 0 | 0 | 0 | 0 | 0 | 0 | 0 | 0 | 0 | 0 | 0 | 0 | 0 | 0 | 0 | 0 | 0 | 0 | 0 | 0 | 0 | 0 | 0 | 0 | 0 | 0 | 0 | 0 | 0 | 0 | 0 | 0 | 0 | 0 | 0 | 0 | 0 | 0 | 0 | 0 | 0 | 0 | 0 | 0 | 0 | 0 | 0 | 0 | 0 | 0 | 0 | 0 | 0 | 0 | 0 | 0 | 0 | 0 | 0 | 0 | 0 | 0 | 0 | 0 | 0 | 0 | 0 | 0 | 0 | 0 | 0 | 0 | 0 | 0 | 0 | 0 | 0 | 0 | 0 | 0 | 0 | 0 | 0 | 0 | 0 | 0 | 0 | 0 | 0 | 0 | 0 | 0 | 0
[19 empty] | Variable capex | Input | £000s | 0 | 0 | 0 | 0 | 0 | 0 | 0 | 0 | 0 | 0 | 0 | 0 | 0 | 0 | 0 | 0 | 0 | 0 | 0 | 0 | 0 | 0 | 0 | 0 | 0 | 0 | 0 | 0 | 0 | 0 | 0 | 0 | 0 | 0 | 0 | 0 | 0 | 0 | 0 | 0 | 0 | 0 | 0 | 0 | 0 | 0 | 0 | 0 | 0 | 0 | 0 | 0 | 0 | 0 | 0 | 0 | 0 | 0 | 0 | 0 | 0 | 0 | 0 | 0 | 0 | 0 | 0 | 0 | 0 | 0 | 0 | 0 | 0 | 0 | 0 | 0 | 0 | 0 | 0 | 0 | 0 | 0 | 0 | 0 | 0 | 0 | 0 | 0 | 0 | 0 | 0 | 0 | 0 | 0 | 0 | 0 | 0 | 0 | 0 | 0 | 0 | 0 | 0 | 0
[19 empty] | Financing costs | Input | £000s | 0 | 0 | 0 | 0 | 0 | 0 | 0 | 0 | 0 | 0 | 0 | 0 | 0 | 0 | 0 | 0 | 0 | 0 | 0 | 0 | 0 | 0 | 0 | 0 | 0 | 0 | 0 | 0 | 0 | 0 | 0 | 0 | 0 | 0 | 0 | 0 | 0 | 0 | 0 | 0 | 0 | 0 | 0 | 0 | 0 | 0 | 0 | 0 | 0 | 0 | 0 | 0 | 0 | 0 | 0 | 0 | 0 | 0 | 0 | 0 | 0 | 0 | 0 | 0 | 0 | 0 | 0 | 0 | 0 | 0 | 0 | 0 | 0 | 0 | 0 | 0 | 0 | 0 | 0 | 0
[19 empty] | Fixed opex | Input | £000s | 0 | 315.6618 | -3.3636 | -2.9918 | -2.6058 | -2.2091 | -1.7996 | -1.3693 | -0.90988 | -0.44292 | 0.033971 | 0.52478 | 1.0381 | 1.5678 | 2.1061 | 2.6839 | 3.2774 | 3.8926 | 4.5289 | 5.1901 | 5.8698 | 6.5623 | 7.2782 | 8.0148 | 8.7723 | 0 | 0 | 0 | 0 | 0 | 0 | 0 | 0 | 0 | 0 | 0 | 0 | 0 | 0 | 0 | 0 | 0 | 0 | 0 | 0 | 0 | 0 | 0 | 0 | 0 | 0 | 0 | 0 | 0 | 0 | 0 | 0 | 0 | 0 | 0 | 0 | 0 | 0 | 0 | 0 | 0 | 0 | 0 | 0 | 0 | 0 | 0 | 0 | 0 | 0 | 0 | 0 | 0 | 0 | 0 | 0 | 0 | 0 | 0 | 0 | 0 | 0 | 0 | 0 | 0 | 0 | 0 | 0 | 0 | 0 | 0 | 0 | 0 | 0 | 0 | 0 | 0 | 0 | 0
[19 empty] | Variable opex | Input | £000s | 0 | 0 | 0 | 0 | 0 | 0 | 0 | 0 | 0 | 0 | 0 | 0 | 0 | 0 | 0 | 0 | 0 | 0 | 0 | 0 | 0 | 0 | 0 | 0 | 0 | 0 | 0 | 0 | 0 | 0 | 0 | 0 | 0 | 0 | 0 | 0 | 0 | 0 | 0 | 0 | 0 | 0 | 0 | 0 | 0 | 0 | 0 | 0 | 0 | 0 | 0 | 0 | 0 | 0 | 0 | 0 | 0 | 0 | 0 | 0 | 0 | 0 | 0 | 0 | 0 | 0 | 0 | 0 | 0 | 0 | 0 | 0 | 0 | 0 | 0 | 0 | 0 | 0 | 0 | 0 | 0 | 0 | 0 | 0 | 0 | 0 | 0 | 0 | 0 | 0 | 0 | 0 | 0 | 0 | 0 | 0 | 0 | 0 | 0 | 0 | 0 | 0 | 0 | 0
[19 empty] | Opex savings | Input | £000s | 0 | 0 | 0 | 0 | 0 | 0 | 0 | 0 | 0 | 0 | 0 | 0 | 0 | 0 | 0 | 0 | 0 | 0 | 0 | 0 | 0 | 0 | 0 | 0 | 0 | 0 | 0 | 0 | 0 | 0 | 0 | 0 | 0 | 0 | 0 | 0 | 0 | 0 | 0 | 0 | 0 | 0 | 0 | 0 | 0 | 0 | 0 | 0 | 0 | 0 | 0 | 0 | 0 | 0 | 0 | 0 | 0 | 0 | 0 | 0 | 0 | 0 | 0 | 0 | 0 | 0 | 0 | 0 | 0 | 0 | 0 | 0 | 0 | 0 | 0 | 0 | 0 | 0 | 0 | 0 | 0 | 0 | 0 | 0 | 0 | 0 | 0 | 0 | 0 | 0 | 0 | 0 | 0 | 0 | 0 | 0 | 0 | 0 | 0 | 0 | 0 | 0 | 0 | 0
[19 empty] | Fixed env & social | Input | £000s | 0 | 0 | 0 | 0 | 0 | 0 | 0 | 0 | 0 | 0 | 0 | 0 | 0 | 0 | 0 | 0 | 0 | 0 | 0 | 0 | 0 | 0 | 0 | 0 | 0 | 0 | 0 | 0 | 0 | 0 | 0 | 0 | 0 | 0 | 0 | 0 | 0 | 0 | 0 | 0 | 0 | 0 | 0 | 0 | 0 | 0 | 0 | 0 | 0 | 0 | 0 | 0 | 0 | 0 | 0 | 0 | 0 | 0 | 0 | 0 | 0 | 0 | 0 | 0 | 0 | 0 | 0 | 0 | 0 | 0 | 0 | 0 | 0 | 0 | 0 | 0 | 0 | 0 | 0 | 0 | 0 | 0 | 0 | 0 | 0 | 0 | 0 | 0 | 0 | 0 | 0 | 0 | 0 | 0 | 0 | 0 | 0 | 0 | 0 | 0 | 0 | 0 | 0 | 0
[19 empty] | Variable env & social | Input | £000s | 0 | 0 | 0 | 0 | 0 | 0 | 0 | 0 | 0 | 0 | 0 | 0 | 0 | 0 | 0 | 0 | 0 | 0 | 0 | 0 | 0 | 0 | 0 | 0 | 0 | 0 | 0 | 0 | 0 | 0 | 0 | 0 | 0 | 0 | 0 | 0 | 0 | 0 | 0 | 0 | 0 | 0 | 0 | 0 | 0 | 0 | 0 | 0 | 0 | 0 | 0 | 0 | 0 | 0 | 0 | 0 | 0 | 0 | 0 | 0 | 0 | 0 | 0 | 0 | 0 | 0 | 0 | 0 | 0 | 0 | 0 | 0 | 0 | 0 | 0 | 0 | 0 | 0 | 0 | 0 | 0 | 0 | 0 | 0 | 0 | 0 | 0 | 0 | 0 | 0 | 0 | 0 | 0 | 0 | 0 | 0 | 0 | 0 | 0 | 0 | 0 | 0 | 0 | 0
[19 empty] | Fixed carbon costs | Input | £000s | 0.0011773 | 0.0011773 | 0.0011773 | 0.0011773 | 0.0011773 | 0.0011773 | 0.0011773 | 0.0011773 | 0.0011773 | 0.0011773 | 0.0011773 | 0.0011773 | 0.0011773 | 0.0011773 | 0.0011773 | 0.0011773 | 0.0011773 | 0.0011773 | 0.0011773 | 0.0011773 | 0.0011773 | 0.0011773 | 0.0011773 | 0.0011773 | 0.0011773 | 0.0011773 | 0.0011773 | 0.0011773 | 0.0011773 | 0.0011773 | 0.0011773 | 0.0011773 | 0.0011773 | 0.0011773 | 0.0011773 | 0.0011773 | 0.0011773 | 0.0011773 | 0.0011773 | 0.0011773 | 0.0011773 | 0.0011773 | 0.0011773 | 0.0011773 | 0.0011773 | 0.0011773 | 0.0011773 | 0.0011773 | 0.0011773 | 0.0011773 | 0.0011773 | 0.0011773 | 0.0011773 | 0.0011773 | 0.0011773 | 0.0011773 | 0.0011773 | 0.0011773 | 0.0011773 | 0.0011773 | 0.0011773 | 0.0011773 | 0.0011773 | 0.0011773 | 0.0011773 | 0.0011773 | 0.0011773 | 0.0011773 | 0.0011773 | 0.0011773 | 0.0011773 | 0.0011773 | 0.0011773 | 0.0011773 | 0.0011773 | 0.0011773 | 0.0011773 | 0.0011773 | 0.0011773 | 0.0011773 | 0 | 0 | 0 | 0 | 0 | 0 | 0 | 0 | 0 | 0 | 0 | 0 | 0 | 0 | 0 | 0 | 0 | 0 | 0 | 0 | 0 | 0 | 0 | 0
[19 empty] | Variable carbon costs | Input | £000s | 0 | 0 | 0 | 0 | 0 | 0 | 0 | 0 | 0 | 0 | 0 | 0 | 0 | 0 | 0 | 0 | 0 | 0 | 0 | 0 | 0 | 0 | 0 | 0 | 0 | 0 | 0 | 0 | 0 | 0 | 0 | 0 | 0 | 0 | 0 | 0 | 0 | 0 | 0 | 0 | 0 | 0 | 0 | 0 | 0 | 0 | 0 | 0 | 0 | 0 | 0 | 0 | 0 | 0 | 0 | 0 | 0 | 0 | 0 | 0 | 0 | 0 | 0 | 0 | 0 | 0 | 0 | 0 | 0 | 0 | 0 | 0 | 0 | 0 | 0 | 0 | 0 | 0 | 0 | 0 | 0 | 0 | 0 | 0 | 0 | 0 | 0 | 0 | 0 | 0 | 0 | 0 | 0 | 0 | 0 | 0 | 0 | 0 | 0 | 0 | 0 | 0 | 0 | 0
[19 empty] | Customer willingness to pay | Input | £000s | 0 | 0 | 0 | 0 | 0 | 0 | 0 | 0 | 0 | 0 | 0 | 0 | 0 | 0 | 0 | 0 | 0 | 0 | 0 | 0 | 0 | 0 | 0 | 0 | 0 | 0 | 0 | 0 | 0 | 0 | 0 | 0 | 0 | 0 | 0 | 0 | 0 | 0 | 0 | 0 | 0 | 0 | 0 | 0 | 0 | 0 | 0 | 0 | 0 | 0 | 0 | 0 | 0 | 0 | 0 | 0 | 0 | 0 | 0 | 0 | 0 | 0 | 0 | 0 | 0 | 0 | 0 | 0 | 0 | 0 | 0 | 0 | 0 | 0 | 0 | 0 | 0 | 0 | 0 | 0 | 0 | 0 | 0 | 0 | 0 | 0 | 0 | 0 | 0 | 0 | 0 | 0 | 0 | 0 | 0 | 0 | 0 | 0 | 0 | 0 | 0 | 0 | 0 | 0
[19 empty] | Total | Sum of above (excl WAFU) | £000s | 0.0011773 | 315.663 | -3.3624 | -2.9907 | -2.6046 | -2.208 | -1.7984 | -1.3682 | -0.9087 | -0.44174 | 0.035148 | 0.52596 | 1.0393 | 1.569 | 2.1073 | 2.6851 | 3.2786 | 3.8937 | 4.5301 | 5.1913 | 5.871 | 6.5635 | 7.2794 | 8.016 | 8.7735 | 0.0011773 | 0.0011773 | 0.0011773 | 0.0011773 | 0.0011773 | 0.0011773 | 0.0011773 | 0.0011773 | 0.0011773 | 0.0011773 | 0.0011773 | 0.0011773 | 0.0011773 | 0.0011773 | 0.0011773 | 0.0011773 | 0.0011773 | 0.0011773 | 0.0011773 | 0.0011773 | 0.0011773 | 0.0011773 | 0.0011773 | 0.0011773 | 0.0011773 | 0.0011773 | 0.0011773 | 0.0011773 | 0.0011773 | 0.0011773 | 0.0011773 | 0.0011773 | 0.0011773 | 0.0011773 | 0.0011773 | 0.0011773 | 0.0011773 | 0.0011773 | 0.0011773 | 0.0011773 | 0.0011773 | 0.0011773 | 0.0011773 | 0.0011773 | 0.0011773 | 0.0011773 | 0.0011773 | 0.0011773 | 0.0011773 | 0.0011773 | 0.0011773 | 0.0011773 | 0.0011773 | 0.0011773 | 0.0011773 | 0 | 0 | 0 | 0 | 0 | 0 | 0 | 0 | 0 | 0 | 0 | 0 | 0 | 0 | 0 | 0 | 0 | 0 | 0 | 0 | 0 | 0 | 0 | 0
58.1x | SESW-LEA-302b: Improve RM efficiency_b | SESW-LEA-302b | Other leakage control | N | 2020 | Capacity | 0.22 | 2210.6604 | 0 | 242.9798 | 0 | 0.025321 | 0 | 243.0051 | 10.9913 | 10.9924 |  |  | Gains in WAFU / Savings in demand | Input | Ml/d | 0 | 0.22 | 0.22 | 0.22 | 0.22 | 0.22 | 0.22 | 0.22 | 0.22 | 0.22 | 0.22 | 0.22 | 0.22 | 0.22 | 0.22 | 0.22 | 0.22 | 0.22 | 0.22 | 0.22 | 0.22 | 0.22 | 0.22 | 0.22 | 0.22 | 0.22 | 0.22 | 0.22 | 0.22 | 0.22 | 0.22 | 0.22 | 0.22 | 0.22 | 0.22 | 0.22 | 0.22 | 0.22 | 0.22 | 0.22 | 0.22 | 0.22 | 0.22 | 0.22 | 0.22 | 0.22 | 0.22 | 0.22 | 0.22 | 0.22 | 0.22 | 0.22 | 0.22 | 0.22 | 0.22 | 0.22 | 0.22 | 0.22 | 0.22 | 0.22 | 0.22 | 0.22 | 0.22 | 0.22 | 0.22 | 0.22 | 0.22 | 0.22 | 0.22 | 0.22 | 0.22 | 0.22 | 0.22 | 0.22 | 0.22 | 0.22 | 0.22 | 0.22 | 0.22 | 0.22 | 0 | 0 | 0 | 0 | 0 | 0 | 0 | 0 | 0 | 0 | 0 | 0 | 0 | 0 | 0 | 0 | 0 | 0 | 0 | 0 | 0 | 0 | 0 | 0
[19 empty] | Fixed capex | Input | £000s | 0 | 0 | 0 | 0 | 0 | 0 | 0 | 0 | 0 | 0 | 0 | 0 | 0 | 0 | 0 | 0 | 0 | 0 | 0 | 0 | 0 | 0 | 0 | 0 | 0 | 0 | 0 | 0 | 0 | 0 | 0 | 0 | 0 | 0 | 0 | 0 | 0 | 0 | 0 | 0 | 0 | 0 | 0 | 0 | 0 | 0 | 0 | 0 | 0 | 0 | 0 | 0 | 0 | 0 | 0 | 0 | 0 | 0 | 0 | 0 | 0 | 0 | 0 | 0 | 0 | 0 | 0 | 0 | 0 | 0 | 0 | 0 | 0 | 0 | 0 | 0 | 0 | 0 | 0 | 0 | 0 | 0 | 0 | 0 | 0 | 0 | 0 | 0 | 0 | 0 | 0 | 0 | 0 | 0 | 0 | 0 | 0 | 0 | 0 | 0 | 0 | 0 | 0 | 0
[19 empty] | Variable capex | Input | £000s | 0 | 0 | 0 | 0 | 0 | 0 | 0 | 0 | 0 | 0 | 0 | 0 | 0 | 0 | 0 | 0 | 0 | 0 | 0 | 0 | 0 | 0 | 0 | 0 | 0 | 0 | 0 | 0 | 0 | 0 | 0 | 0 | 0 | 0 | 0 | 0 | 0 | 0 | 0 | 0 | 0 | 0 | 0 | 0 | 0 | 0 | 0 | 0 | 0 | 0 | 0 | 0 | 0 | 0 | 0 | 0 | 0 | 0 | 0 | 0 | 0 | 0 | 0 | 0 | 0 | 0 | 0 | 0 | 0 | 0 | 0 | 0 | 0 | 0 | 0 | 0 | 0 | 0 | 0 | 0 | 0 | 0 | 0 | 0 | 0 | 0 | 0 | 0 | 0 | 0 | 0 | 0 | 0 | 0 | 0 | 0 | 0 | 0 | 0 | 0 | 0 | 0 | 0 | 0
[19 empty] | Financing costs | Input | £000s | 0 | 0 | 0 | 0 | 0 | 0 | 0 | 0 | 0 | 0 | 0 | 0 | 0 | 0 | 0 | 0 | 0 | 0 | 0 | 0 | 0 | 0 | 0 | 0 | 0 | 0 | 0 | 0 | 0 | 0 | 0 | 0 | 0 | 0 | 0 | 0 | 0 | 0 | 0 | 0 | 0 | 0 | 0 | 0 | 0 | 0 | 0 | 0 | 0 | 0 | 0 | 0 | 0 | 0 | 0 | 0 | 0 | 0 | 0 | 0 | 0 | 0 | 0 | 0 | 0 | 0 | 0 | 0 | 0 | 0 | 0 | 0 | 0 | 0 | 0 | 0 | 0 | 0 | 0 | 0
[19 empty] | Fixed opex | Input | £000s | 0 | 238.6416 | -2.6013 | -2.3205 | -2.029 | -1.7295 | -1.4203 | -1.0954 | -0.7485 | -0.39594 | -0.035902 | 0.33463 | 0.72214 | 1.122 | 1.5284 | 1.9645 | 2.4125 | 2.8768 | 3.3571 | 3.8561 | 4.369 | 4.8916 | 5.4318 | 5.9877 | 6.5592 | 0 | 0 | 0 | 0 | 0 | 0 | 0 | 0 | 0 | 0 | 0 | 0 | 0 | 0 | 0 | 0 | 0 | 0 | 0 | 0 | 0 | 0 | 0 | 0 | 0 | 0 | 0 | 0 | 0 | 0 | 0 | 0 | 0 | 0 | 0 | 0 | 0 | 0 | 0 | 0 | 0 | 0 | 0 | 0 | 0 | 0 | 0 | 0 | 0 | 0 | 0 | 0 | 0 | 0 | 0 | 0 | 0 | 0 | 0 | 0 | 0 | 0 | 0 | 0 | 0 | 0 | 0 | 0 | 0 | 0 | 0 | 0 | 0 | 0 | 0 | 0 | 0 | 0 | 0
[19 empty] | Variable opex | Input | £000s | 0 | 0 | 0 | 0 | 0 | 0 | 0 | 0 | 0 | 0 | 0 | 0 | 0 | 0 | 0 | 0 | 0 | 0 | 0 | 0 | 0 | 0 | 0 | 0 | 0 | 0 | 0 | 0 | 0 | 0 | 0 | 0 | 0 | 0 | 0 | 0 | 0 | 0 | 0 | 0 | 0 | 0 | 0 | 0 | 0 | 0 | 0 | 0 | 0 | 0 | 0 | 0 | 0 | 0 | 0 | 0 | 0 | 0 | 0 | 0 | 0 | 0 | 0 | 0 | 0 | 0 | 0 | 0 | 0 | 0 | 0 | 0 | 0 | 0 | 0 | 0 | 0 | 0 | 0 | 0 | 0 | 0 | 0 | 0 | 0 | 0 | 0 | 0 | 0 | 0 | 0 | 0 | 0 | 0 | 0 | 0 | 0 | 0 | 0 | 0 | 0 | 0 | 0 | 0
[19 empty] | Opex savings | Input | £000s | 0 | 0 | 0 | 0 | 0 | 0 | 0 | 0 | 0 | 0 | 0 | 0 | 0 | 0 | 0 | 0 | 0 | 0 | 0 | 0 | 0 | 0 | 0 | 0 | 0 | 0 | 0 | 0 | 0 | 0 | 0 | 0 | 0 | 0 | 0 | 0 | 0 | 0 | 0 | 0 | 0 | 0 | 0 | 0 | 0 | 0 | 0 | 0 | 0 | 0 | 0 | 0 | 0 | 0 | 0 | 0 | 0 | 0 | 0 | 0 | 0 | 0 | 0 | 0 | 0 | 0 | 0 | 0 | 0 | 0 | 0 | 0 | 0 | 0 | 0 | 0 | 0 | 0 | 0 | 0 | 0 | 0 | 0 | 0 | 0 | 0 | 0 | 0 | 0 | 0 | 0 | 0 | 0 | 0 | 0 | 0 | 0 | 0 | 0 | 0 | 0 | 0 | 0 | 0
[19 empty] | Fixed env & social | Input | £000s | 0 | 0 | 0 | 0 | 0 | 0 | 0 | 0 | 0 | 0 | 0 | 0 | 0 | 0 | 0 | 0 | 0 | 0 | 0 | 0 | 0 | 0 | 0 | 0 | 0 | 0 | 0 | 0 | 0 | 0 | 0 | 0 | 0 | 0 | 0 | 0 | 0 | 0 | 0 | 0 | 0 | 0 | 0 | 0 | 0 | 0 | 0 | 0 | 0 | 0 | 0 | 0 | 0 | 0 | 0 | 0 | 0 | 0 | 0 | 0 | 0 | 0 | 0 | 0 | 0 | 0 | 0 | 0 | 0 | 0 | 0 | 0 | 0 | 0 | 0 | 0 | 0 | 0 | 0 | 0 | 0 | 0 | 0 | 0 | 0 | 0 | 0 | 0 | 0 | 0 | 0 | 0 | 0 | 0 | 0 | 0 | 0 | 0 | 0 | 0 | 0 | 0 | 0 | 0
[19 empty] | Variable env & social | Input | £000s | 0 | 0 | 0 | 0 | 0 | 0 | 0 | 0 | 0 | 0 | 0 | 0 | 0 | 0 | 0 | 0 | 0 | 0 | 0 | 0 | 0 | 0 | 0 | 0 | 0 | 0 | 0 | 0 | 0 | 0 | 0 | 0 | 0 | 0 | 0 | 0 | 0 | 0 | 0 | 0 | 0 | 0 | 0 | 0 | 0 | 0 | 0 | 0 | 0 | 0 | 0 | 0 | 0 | 0 | 0 | 0 | 0 | 0 | 0 | 0 | 0 | 0 | 0 | 0 | 0 | 0 | 0 | 0 | 0 | 0 | 0 | 0 | 0 | 0 | 0 | 0 | 0 | 0 | 0 | 0 | 0 | 0 | 0 | 0 | 0 | 0 | 0 | 0 | 0 | 0 | 0 | 0 | 0 | 0 | 0 | 0 | 0 | 0 | 0 | 0 | 0 | 0 | 0 | 0
[19 empty] | Fixed carbon costs | Input | £000s | 0.00088752 | 0.00088752 | 0.00088752 | 0.00088752 | 0.00088752 | 0.00088752 | 0.00088752 | 0.00088752 | 0.00088752 | 0.00088752 | 0.00088752 | 0.00088752 | 0.00088752 | 0.00088752 | 0.00088752 | 0.00088752 | 0.00088752 | 0.00088752 | 0.00088752 | 0.00088752 | 0.00088752 | 0.00088752 | 0.00088752 | 0.00088752 | 0.00088752 | 0.00088752 | 0.00088752 | 0.00088752 | 0.00088752 | 0.00088752 | 0.00088752 | 0.00088752 | 0.00088752 | 0.00088752 | 0.00088752 | 0.00088752 | 0.00088752 | 0.00088752 | 0.00088752 | 0.00088752 | 0.00088752 | 0.00088752 | 0.00088752 | 0.00088752 | 0.00088752 | 0.00088752 | 0.00088752 | 0.00088752 | 0.00088752 | 0.00088752 | 0.00088752 | 0.00088752 | 0.00088752 | 0.00088752 | 0.00088752 | 0.00088752 | 0.00088752 | 0.00088752 | 0.00088752 | 0.00088752 | 0.00088752 | 0.00088752 | 0.00088752 | 0.00088752 | 0.00088752 | 0.00088752 | 0.00088752 | 0.00088752 | 0.00088752 | 0.00088752 | 0.00088752 | 0.00088752 | 0.00088752 | 0.00088752 | 0.00088752 | 0.00088752 | 0.00088752 | 0.00088752 | 0.00088752 | 0.00088752 | 0 | 0 | 0 | 0 | 0 | 0 | 0 | 0 | 0 | 0 | 0 | 0 | 0 | 0 | 0 | 0 | 0 | 0 | 0 | 0 | 0 | 0 | 0 | 0
[19 empty] | Variable carbon costs | Input | £000s | 0 | 0 | 0 | 0 | 0 | 0 | 0 | 0 | 0 | 0 | 0 | 0 | 0 | 0 | 0 | 0 | 0 | 0 | 0 | 0 | 0 | 0 | 0 | 0 | 0 | 0 | 0 | 0 | 0 | 0 | 0 | 0 | 0 | 0 | 0 | 0 | 0 | 0 | 0 | 0 | 0 | 0 | 0 | 0 | 0 | 0 | 0 | 0 | 0 | 0 | 0 | 0 | 0 | 0 | 0 | 0 | 0 | 0 | 0 | 0 | 0 | 0 | 0 | 0 | 0 | 0 | 0 | 0 | 0 | 0 | 0 | 0 | 0 | 0 | 0 | 0 | 0 | 0 | 0 | 0 | 0 | 0 | 0 | 0 | 0 | 0 | 0 | 0 | 0 | 0 | 0 | 0 | 0 | 0 | 0 | 0 | 0 | 0 | 0 | 0 | 0 | 0 | 0 | 0
[19 empty] | Customer willingness to pay | Input | £000s | 0 | 0 | 0 | 0 | 0 | 0 | 0 | 0 | 0 | 0 | 0 | 0 | 0 | 0 | 0 | 0 | 0 | 0 | 0 | 0 | 0 | 0 | 0 | 0 | 0 | 0 | 0 | 0 | 0 | 0 | 0 | 0 | 0 | 0 | 0 | 0 | 0 | 0 | 0 | 0 | 0 | 0 | 0 | 0 | 0 | 0 | 0 | 0 | 0 | 0 | 0 | 0 | 0 | 0 | 0 | 0 | 0 | 0 | 0 | 0 | 0 | 0 | 0 | 0 | 0 | 0 | 0 | 0 | 0 | 0 | 0 | 0 | 0 | 0 | 0 | 0 | 0 | 0 | 0 | 0 | 0 | 0 | 0 | 0 | 0 | 0 | 0 | 0 | 0 | 0 | 0 | 0 | 0 | 0 | 0 | 0 | 0 | 0 | 0 | 0 | 0 | 0 | 0 | 0
[19 empty] | Total | Sum of above (excl WAFU) | £000s | 0.00088752 | 238.6424 | -2.6004 | -2.3197 | -2.0281 | -1.7286 | -1.4194 | -1.0945 | -0.74761 | -0.39505 | -0.035015 | 0.33552 | 0.72303 | 1.1229 | 1.5293 | 1.9654 | 2.4134 | 2.8777 | 3.3579 | 3.857 | 4.3699 | 4.8925 | 5.4327 | 5.9885 | 6.5601 | 0.00088752 | 0.00088752 | 0.00088752 | 0.00088752 | 0.00088752 | 0.00088752 | 0.00088752 | 0.00088752 | 0.00088752 | 0.00088752 | 0.00088752 | 0.00088752 | 0.00088752 | 0.00088752 | 0.00088752 | 0.00088752 | 0.00088752 | 0.00088752 | 0.00088752 | 0.00088752 | 0.00088752 | 0.00088752 | 0.00088752 | 0.00088752 | 0.00088752 | 0.00088752 | 0.00088752 | 0.00088752 | 0.00088752 | 0.00088752 | 0.00088752 | 0.00088752 | 0.00088752 | 0.00088752 | 0.00088752 | 0.00088752 | 0.00088752 | 0.00088752 | 0.00088752 | 0.00088752 | 0.00088752 | 0.00088752 | 0.00088752 | 0.00088752 | 0.00088752 | 0.00088752 | 0.00088752 | 0.00088752 | 0.00088752 | 0.00088752 | 0.00088752 | 0.00088752 | 0.00088752 | 0.00088752 | 0.00088752 | 0 | 0 | 0 | 0 | 0 | 0 | 0 | 0 | 0 | 0 | 0 | 0 | 0 | 0 | 0 | 0 | 0 | 0 | 0 | 0 | 0 | 0 | 0 | 0
58.1x | SESW-LEA-302a: Improve RM efficiency_a | SESW-LEA-302a | Other leakage control | N | 2020 | Capacity | 0.14 | 1406.7839 | 0 | 153.3275 | 0 | 0.015998 | 0 | 153.3435 | 10.8991 | 10.9003 |  |  | Gains in WAFU / Savings in demand | Input | Ml/d | 0 | 0.14 | 0.14 | 0.14 | 0.14 | 0.14 | 0.14 | 0.14 | 0.14 | 0.14 | 0.14 | 0.14 | 0.14 | 0.14 | 0.14 | 0.14 | 0.14 | 0.14 | 0.14 | 0.14 | 0.14 | 0.14 | 0.14 | 0.14 | 0.14 | 0.14 | 0.14 | 0.14 | 0.14 | 0.14 | 0.14 | 0.14 | 0.14 | 0.14 | 0.14 | 0.14 | 0.14 | 0.14 | 0.14 | 0.14 | 0.14 | 0.14 | 0.14 | 0.14 | 0.14 | 0.14 | 0.14 | 0.14 | 0.14 | 0.14 | 0.14 | 0.14 | 0.14 | 0.14 | 0.14 | 0.14 | 0.14 | 0.14 | 0.14 | 0.14 | 0.14 | 0.14 | 0.14 | 0.14 | 0.14 | 0.14 | 0.14 | 0.14 | 0.14 | 0.14 | 0.14 | 0.14 | 0.14 | 0.14 | 0.14 | 0.14 | 0.14 | 0.14 | 0.14 | 0.14 | 0 | 0 | 0 | 0 | 0 | 0 | 0 | 0 | 0 | 0 | 0 | 0 | 0 | 0 | 0 | 0 | 0 | 0 | 0 | 0 | 0 | 0 | 0 | 0
[19 empty] | Fixed capex | Input | £000s | 0 | 0 | 0 | 0 | 0 | 0 | 0 | 0 | 0 | 0 | 0 | 0 | 0 | 0 | 0 | 0 | 0 | 0 | 0 | 0 | 0 | 0 | 0 | 0 | 0 | 0 | 0 | 0 | 0 | 0 | 0 | 0 | 0 | 0 | 0 | 0 | 0 | 0 | 0 | 0 | 0 | 0 | 0 | 0 | 0 | 0 | 0 | 0 | 0 | 0 | 0 | 0 | 0 | 0 | 0 | 0 | 0 | 0 | 0 | 0 | 0 | 0 | 0 | 0 | 0 | 0 | 0 | 0 | 0 | 0 | 0 | 0 | 0 | 0 | 0 | 0 | 0 | 0 | 0 | 0 | 0 | 0 | 0 | 0 | 0 | 0 | 0 | 0 | 0 | 0 | 0 | 0 | 0 | 0 | 0 | 0 | 0 | 0 | 0 | 0 | 0 | 0 | 0 | 0
[19 empty] | Variable capex | Input | £000s | 0 | 0 | 0 | 0 | 0 | 0 | 0 | 0 | 0 | 0 | 0 | 0 | 0 | 0 | 0 | 0 | 0 | 0 | 0 | 0 | 0 | 0 | 0 | 0 | 0 | 0 | 0 | 0 | 0 | 0 | 0 | 0 | 0 | 0 | 0 | 0 | 0 | 0 | 0 | 0 | 0 | 0 | 0 | 0 | 0 | 0 | 0 | 0 | 0 | 0 | 0 | 0 | 0 | 0 | 0 | 0 | 0 | 0 | 0 | 0 | 0 | 0 | 0 | 0 | 0 | 0 | 0 | 0 | 0 | 0 | 0 | 0 | 0 | 0 | 0 | 0 | 0 | 0 | 0 | 0 | 0 | 0 | 0 | 0 | 0 | 0 | 0 | 0 | 0 | 0 | 0 | 0 | 0 | 0 | 0 | 0 | 0 | 0 | 0 | 0 | 0 | 0 | 0 | 0
[19 empty] | Financing costs | Input | £000s | 0 | 0 | 0 | 0 | 0 | 0 | 0 | 0 | 0 | 0 | 0 | 0 | 0 | 0 | 0 | 0 | 0 | 0 | 0 | 0 | 0 | 0 | 0 | 0 | 0 | 0 | 0 | 0 | 0 | 0 | 0 | 0 | 0 | 0 | 0 | 0 | 0 | 0 | 0 | 0 | 0 | 0 | 0 | 0 | 0 | 0 | 0 | 0 | 0 | 0 | 0 | 0 | 0 | 0 | 0 | 0 | 0 | 0 | 0 | 0 | 0 | 0 | 0 | 0 | 0 | 0 | 0 | 0 | 0 | 0 | 0 | 0 | 0 | 0 | 0 | 0 | 0 | 0 | 0 | 0
[19 empty] | Fixed opex | Input | £000s | 0 | 151.2666 | -1.6911 | -1.5134 | -1.3288 | -1.1393 | -0.94352 | -0.73787 | -0.5183 | -0.29516 | -0.067299 | 0.1672 | 0.41244 | 0.66546 | 0.92262 | 1.1986 | 1.482 | 1.7758 | 2.0796 | 2.3954 | 2.7198 | 3.0504 | 3.3921 | 3.7437 | 4.1052 | 0 | 0 | 0 | 0 | 0 | 0 | 0 | 0 | 0 | 0 | 0 | 0 | 0 | 0 | 0 | 0 | 0 | 0 | 0 | 0 | 0 | 0 | 0 | 0 | 0 | 0 | 0 | 0 | 0 | 0 | 0 | 0 | 0 | 0 | 0 | 0 | 0 | 0 | 0 | 0 | 0 | 0 | 0 | 0 | 0 | 0 | 0 | 0 | 0 | 0 | 0 | 0 | 0 | 0 | 0 | 0 | 0 | 0 | 0 | 0 | 0 | 0 | 0 | 0 | 0 | 0 | 0 | 0 | 0 | 0 | 0 | 0 | 0 | 0 | 0 | 0 | 0 | 0 | 0
[19 empty] | Variable opex | Input | £000s | 0 | 0 | 0 | 0 | 0 | 0 | 0 | 0 | 0 | 0 | 0 | 0 | 0 | 0 | 0 | 0 | 0 | 0 | 0 | 0 | 0 | 0 | 0 | 0 | 0 | 0 | 0 | 0 | 0 | 0 | 0 | 0 | 0 | 0 | 0 | 0 | 0 | 0 | 0 | 0 | 0 | 0 | 0 | 0 | 0 | 0 | 0 | 0 | 0 | 0 | 0 | 0 | 0 | 0 | 0 | 0 | 0 | 0 | 0 | 0 | 0 | 0 | 0 | 0 | 0 | 0 | 0 | 0 | 0 | 0 | 0 | 0 | 0 | 0 | 0 | 0 | 0 | 0 | 0 | 0 | 0 | 0 | 0 | 0 | 0 | 0 | 0 | 0 | 0 | 0 | 0 | 0 | 0 | 0 | 0 | 0 | 0 | 0 | 0 | 0 | 0 | 0 | 0 | 0
[19 empty] | Opex savings | Input | £000s | 0 | 0 | 0 | 0 | 0 | 0 | 0 | 0 | 0 | 0 | 0 | 0 | 0 | 0 | 0 | 0 | 0 | 0 | 0 | 0 | 0 | 0 | 0 | 0 | 0 | 0 | 0 | 0 | 0 | 0 | 0 | 0 | 0 | 0 | 0 | 0 | 0 | 0 | 0 | 0 | 0 | 0 | 0 | 0 | 0 | 0 | 0 | 0 | 0 | 0 | 0 | 0 | 0 | 0 | 0 | 0 | 0 | 0 | 0 | 0 | 0 | 0 | 0 | 0 | 0 | 0 | 0 | 0 | 0 | 0 | 0 | 0 | 0 | 0 | 0 | 0 | 0 | 0 | 0 | 0 | 0 | 0 | 0 | 0 | 0 | 0 | 0 | 0 | 0 | 0 | 0 | 0 | 0 | 0 | 0 | 0 | 0 | 0 | 0 | 0 | 0 | 0 | 0 | 0
[19 empty] | Fixed env & social | Input | £000s | 0 | 0 | 0 | 0 | 0 | 0 | 0 | 0 | 0 | 0 | 0 | 0 | 0 | 0 | 0 | 0 | 0 | 0 | 0 | 0 | 0 | 0 | 0 | 0 | 0 | 0 | 0 | 0 | 0 | 0 | 0 | 0 | 0 | 0 | 0 | 0 | 0 | 0 | 0 | 0 | 0 | 0 | 0 | 0 | 0 | 0 | 0 | 0 | 0 | 0 | 0 | 0 | 0 | 0 | 0 | 0 | 0 | 0 | 0 | 0 | 0 | 0 | 0 | 0 | 0 | 0 | 0 | 0 | 0 | 0 | 0 | 0 | 0 | 0 | 0 | 0 | 0 | 0 | 0 | 0 | 0 | 0 | 0 | 0 | 0 | 0 | 0 | 0 | 0 | 0 | 0 | 0 | 0 | 0 | 0 | 0 | 0 | 0 | 0 | 0 | 0 | 0 | 0 | 0
[19 empty] | Variable env & social | Input | £000s | 0 | 0 | 0 | 0 | 0 | 0 | 0 | 0 | 0 | 0 | 0 | 0 | 0 | 0 | 0 | 0 | 0 | 0 | 0 | 0 | 0 | 0 | 0 | 0 | 0 | 0 | 0 | 0 | 0 | 0 | 0 | 0 | 0 | 0 | 0 | 0 | 0 | 0 | 0 | 0 | 0 | 0 | 0 | 0 | 0 | 0 | 0 | 0 | 0 | 0 | 0 | 0 | 0 | 0 | 0 | 0 | 0 | 0 | 0 | 0 | 0 | 0 | 0 | 0 | 0 | 0 | 0 | 0 | 0 | 0 | 0 | 0 | 0 | 0 | 0 | 0 | 0 | 0 | 0 | 0 | 0 | 0 | 0 | 0 | 0 | 0 | 0 | 0 | 0 | 0 | 0 | 0 | 0 | 0 | 0 | 0 | 0 | 0 | 0 | 0 | 0 | 0 | 0 | 0
[19 empty] | Fixed carbon costs | Input | £000s | 0.00056074 | 0.00056074 | 0.00056074 | 0.00056074 | 0.00056074 | 0.00056074 | 0.00056074 | 0.00056074 | 0.00056074 | 0.00056074 | 0.00056074 | 0.00056074 | 0.00056074 | 0.00056074 | 0.00056074 | 0.00056074 | 0.00056074 | 0.00056074 | 0.00056074 | 0.00056074 | 0.00056074 | 0.00056074 | 0.00056074 | 0.00056074 | 0.00056074 | 0.00056074 | 0.00056074 | 0.00056074 | 0.00056074 | 0.00056074 | 0.00056074 | 0.00056074 | 0.00056074 | 0.00056074 | 0.00056074 | 0.00056074 | 0.00056074 | 0.00056074 | 0.00056074 | 0.00056074 | 0.00056074 | 0.00056074 | 0.00056074 | 0.00056074 | 0.00056074 | 0.00056074 | 0.00056074 | 0.00056074 | 0.00056074 | 0.00056074 | 0.00056074 | 0.00056074 | 0.00056074 | 0.00056074 | 0.00056074 | 0.00056074 | 0.00056074 | 0.00056074 | 0.00056074 | 0.00056074 | 0.00056074 | 0.00056074 | 0.00056074 | 0.00056074 | 0.00056074 | 0.00056074 | 0.00056074 | 0.00056074 | 0.00056074 | 0.00056074 | 0.00056074 | 0.00056074 | 0.00056074 | 0.00056074 | 0.00056074 | 0.00056074 | 0.00056074 | 0.00056074 | 0.00056074 | 0.00056074 | 0 | 0 | 0 | 0 | 0 | 0 | 0 | 0 | 0 | 0 | 0 | 0 | 0 | 0 | 0 | 0 | 0 | 0 | 0 | 0 | 0 | 0 | 0 | 0
[19 empty] | Variable carbon costs | Input | £000s | 0 | 0 | 0 | 0 | 0 | 0 | 0 | 0 | 0 | 0 | 0 | 0 | 0 | 0 | 0 | 0 | 0 | 0 | 0 | 0 | 0 | 0 | 0 | 0 | 0 | 0 | 0 | 0 | 0 | 0 | 0 | 0 | 0 | 0 | 0 | 0 | 0 | 0 | 0 | 0 | 0 | 0 | 0 | 0 | 0 | 0 | 0 | 0 | 0 | 0 | 0 | 0 | 0 | 0 | 0 | 0 | 0 | 0 | 0 | 0 | 0 | 0 | 0 | 0 | 0 | 0 | 0 | 0 | 0 | 0 | 0 | 0 | 0 | 0 | 0 | 0 | 0 | 0 | 0 | 0 | 0 | 0 | 0 | 0 | 0 | 0 | 0 | 0 | 0 | 0 | 0 | 0 | 0 | 0 | 0 | 0 | 0 | 0 | 0 | 0 | 0 | 0 | 0 | 0
[19 empty] | Customer willingness to pay | Input | £000s | 0 | 0 | 0 | 0 | 0 | 0 | 0 | 0 | 0 | 0 | 0 | 0 | 0 | 0 | 0 | 0 | 0 | 0 | 0 | 0 | 0 | 0 | 0 | 0 | 0 | 0 | 0 | 0 | 0 | 0 | 0 | 0 | 0 | 0 | 0 | 0 | 0 | 0 | 0 | 0 | 0 | 0 | 0 | 0 | 0 | 0 | 0 | 0 | 0 | 0 | 0 | 0 | 0 | 0 | 0 | 0 | 0 | 0 | 0 | 0 | 0 | 0 | 0 | 0 | 0 | 0 | 0 | 0 | 0 | 0 | 0 | 0 | 0 | 0 | 0 | 0 | 0 | 0 | 0 | 0 | 0 | 0 | 0 | 0 | 0 | 0 | 0 | 0 | 0 | 0 | 0 | 0 | 0 | 0 | 0 | 0 | 0 | 0 | 0 | 0 | 0 | 0 | 0 | 0
[19 empty] | Total | Sum of above (excl WAFU) | £000s | 0.00056074 | 151.2671 | -1.6906 | -1.5128 | -1.3283 | -1.1387 | -0.94296 | -0.73731 | -0.51774 | -0.2946 | -0.066738 | 0.16776 | 0.413 | 0.66602 | 0.92318 | 1.1992 | 1.4826 | 1.7764 | 2.0802 | 2.3959 | 2.7204 | 3.051 | 3.3927 | 3.7442 | 4.1058 | 0.00056074 | 0.00056074 | 0.00056074 | 0.00056074 | 0.00056074 | 0.00056074 | 0.00056074 | 0.00056074 | 0.00056074 | 0.00056074 | 0.00056074 | 0.00056074 | 0.00056074 | 0.00056074 | 0.00056074 | 0.00056074 | 0.00056074 | 0.00056074 | 0.00056074 | 0.00056074 | 0.00056074 | 0.00056074 | 0.00056074 | 0.00056074 | 0.00056074 | 0.00056074 | 0.00056074 | 0.00056074 | 0.00056074 | 0.00056074 | 0.00056074 | 0.00056074 | 0.00056074 | 0.00056074 | 0.00056074 | 0.00056074 | 0.00056074 | 0.00056074 | 0.00056074 | 0.00056074 | 0.00056074 | 0.00056074 | 0.00056074 | 0.00056074 | 0.00056074 | 0.00056074 | 0.00056074 | 0.00056074 | 0.00056074 | 0.00056074 | 0.00056074 | 0.00056074 | 0.00056074 | 0.00056074 | 0.00056074 | 0 | 0 | 0 | 0 | 0 | 0 | 0 | 0 | 0 | 0 | 0 | 0 | 0 | 0 | 0 | 0 | 0 | 0 | 0 | 0 | 0 | 0 | 0 | 0
58.1x | SESW-LEA-301c: Improve ALC efficiency_c | SESW-LEA-301c | Active leakage management | N | 2020 | Capacity | 2.71 | 25824.6397 | 0 | 3674.2458 | 0 | 0.38421 | 0 | 3674.63 | 14.2277 | 14.2292 |  |  | Gains in WAFU / Savings in demand | Input | Ml/d | 0 | 0.67 | 1.35 | 2.03 | 2.71 | 2.71 | 2.71 | 2.71 | 2.71 | 2.71 | 2.71 | 2.71 | 2.71 | 2.71 | 2.71 | 2.71 | 2.71 | 2.71 | 2.71 | 2.71 | 2.71 | 2.71 | 2.71 | 2.71 | 2.71 | 2.71 | 2.71 | 2.71 | 2.71 | 2.71 | 2.71 | 2.71 | 2.71 | 2.71 | 2.71 | 2.71 | 2.71 | 2.71 | 2.71 | 2.71 | 2.71 | 2.71 | 2.71 | 2.71 | 2.71 | 2.71 | 2.71 | 2.71 | 2.71 | 2.71 | 2.71 | 2.71 | 2.71 | 2.71 | 2.71 | 2.71 | 2.71 | 2.71 | 2.71 | 2.71 | 2.71 | 2.71 | 2.71 | 2.71 | 2.71 | 2.71 | 2.71 | 2.71 | 2.71 | 2.71 | 2.71 | 2.71 | 2.71 | 2.71 | 2.71 | 2.71 | 2.71 | 2.71 | 2.71 | 2.71 | 0 | 0 | 0 | 0 | 0 | 0 | 0 | 0 | 0 | 0 | 0 | 0 | 0 | 0 | 0 | 0 | 0 | 0 | 0 | 0 | 0 | 0 | 0 | 0
[19 empty] | Fixed capex | Input | £000s | 0 | 0 | 0 | 0 | 0 | 0 | 0 | 0 | 0 | 0 | 0 | 0 | 0 | 0 | 0 | 0 | 0 | 0 | 0 | 0 | 0 | 0 | 0 | 0 | 0 | 0 | 0 | 0 | 0 | 0 | 0 | 0 | 0 | 0 | 0 | 0 | 0 | 0 | 0 | 0 | 0 | 0 | 0 | 0 | 0 | 0 | 0 | 0 | 0 | 0 | 0 | 0 | 0 | 0 | 0 | 0 | 0 | 0 | 0 | 0 | 0 | 0 | 0 | 0 | 0 | 0 | 0 | 0 | 0 | 0 | 0 | 0 | 0 | 0 | 0 | 0 | 0 | 0 | 0 | 0 | 0 | 0 | 0 | 0 | 0 | 0 | 0 | 0 | 0 | 0 | 0 | 0 | 0 | 0 | 0 | 0 | 0 | 0 | 0 | 0 | 0 | 0 | 0 | 0
[19 empty] | Variable capex | Input | £000s | 0 | 0 | 0 | 0 | 0 | 0 | 0 | 0 | 0 | 0 | 0 | 0 | 0 | 0 | 0 | 0 | 0 | 0 | 0 | 0 | 0 | 0 | 0 | 0 | 0 | 0 | 0 | 0 | 0 | 0 | 0 | 0 | 0 | 0 | 0 | 0 | 0 | 0 | 0 | 0 | 0 | 0 | 0 | 0 | 0 | 0 | 0 | 0 | 0 | 0 | 0 | 0 | 0 | 0 | 0 | 0 | 0 | 0 | 0 | 0 | 0 | 0 | 0 | 0 | 0 | 0 | 0 | 0 | 0 | 0 | 0 | 0 | 0 | 0 | 0 | 0 | 0 | 0 | 0 | 0 | 0 | 0 | 0 | 0 | 0 | 0 | 0 | 0 | 0 | 0 | 0 | 0 | 0 | 0 | 0 | 0 | 0 | 0 | 0 | 0 | 0 | 0 | 0 | 0
[19 empty] | Financing costs | Input | £000s | 0 | 0 | 0 | 0 | 0 | 0 | 0 | 0 | 0 | 0 | 0 | 0 | 0 | 0 | 0 | 0 | 0 | 0 | 0 | 0 | 0 | 0 | 0 | 0 | 0 | 0 | 0 | 0 | 0 | 0 | 0 | 0 | 0 | 0 | 0 | 0 | 0 | 0 | 0 | 0 | 0 | 0 | 0 | 0 | 0 | 0 | 0 | 0 | 0 | 0 | 0 | 0 | 0 | 0 | 0 | 0 | 0 | 0 | 0 | 0 | 0 | 0 | 0 | 0 | 0 | 0 | 0 | 0 | 0 | 0 | 0 | 0 | 0 | 0 | 0 | 0 | 0 | 0 | 0 | 0
[19 empty] | Fixed opex | Input | £000s | 0 | 743.2597 | 792.1583 | 840.1064 | 899.7984 | 6.0965 | 10.672 | 15.4795 | 20.6267 | 25.8656 | 31.2224 | 36.7439 | 42.5229 | 48.5063 | 54.5829 | 61.125 | 67.8533 | 74.8411 | 82.0805 | 89.6178 | 97.3829 | 105.3058 | 113.5134 | 121.9749 | 130.6943 | 0 | 0 | 0 | 0 | 0 | 0 | 0 | 0 | 0 | 0 | 0 | 0 | 0 | 0 | 0 | 0 | 0 | 0 | 0 | 0 | 0 | 0 | 0 | 0 | 0 | 0 | 0 | 0 | 0 | 0 | 0 | 0 | 0 | 0 | 0 | 0 | 0 | 0 | 0 | 0 | 0 | 0 | 0 | 0 | 0 | 0 | 0 | 0 | 0 | 0 | 0 | 0 | 0 | 0 | 0 | 0 | 0 | 0 | 0 | 0 | 0 | 0 | 0 | 0 | 0 | 0 | 0 | 0 | 0 | 0 | 0 | 0 | 0 | 0 | 0 | 0 | 0 | 0 | 0
[19 empty] | Variable opex | Input | £000s | 0 | 0 | 0 | 0 | 0 | 0 | 0 | 0 | 0 | 0 | 0 | 0 | 0 | 0 | 0 | 0 | 0 | 0 | 0 | 0 | 0 | 0 | 0 | 0 | 0 | 0 | 0 | 0 | 0 | 0 | 0 | 0 | 0 | 0 | 0 | 0 | 0 | 0 | 0 | 0 | 0 | 0 | 0 | 0 | 0 | 0 | 0 | 0 | 0 | 0 | 0 | 0 | 0 | 0 | 0 | 0 | 0 | 0 | 0 | 0 | 0 | 0 | 0 | 0 | 0 | 0 | 0 | 0 | 0 | 0 | 0 | 0 | 0 | 0 | 0 | 0 | 0 | 0 | 0 | 0 | 0 | 0 | 0 | 0 | 0 | 0 | 0 | 0 | 0 | 0 | 0 | 0 | 0 | 0 | 0 | 0 | 0 | 0 | 0 | 0 | 0 | 0 | 0 | 0
[19 empty] | Opex savings | Input | £000s | 0 | 0 | 0 | 0 | 0 | 0 | 0 | 0 | 0 | 0 | 0 | 0 | 0 | 0 | 0 | 0 | 0 | 0 | 0 | 0 | 0 | 0 | 0 | 0 | 0 | 0 | 0 | 0 | 0 | 0 | 0 | 0 | 0 | 0 | 0 | 0 | 0 | 0 | 0 | 0 | 0 | 0 | 0 | 0 | 0 | 0 | 0 | 0 | 0 | 0 | 0 | 0 | 0 | 0 | 0 | 0 | 0 | 0 | 0 | 0 | 0 | 0 | 0 | 0 | 0 | 0 | 0 | 0 | 0 | 0 | 0 | 0 | 0 | 0 | 0 | 0 | 0 | 0 | 0 | 0 | 0 | 0 | 0 | 0 | 0 | 0 | 0 | 0 | 0 | 0 | 0 | 0 | 0 | 0 | 0 | 0 | 0 | 0 | 0 | 0 | 0 | 0 | 0 | 0
[19 empty] | Fixed env & social | Input | £000s | 0 | 0 | 0 | 0 | 0 | 0 | 0 | 0 | 0 | 0 | 0 | 0 | 0 | 0 | 0 | 0 | 0 | 0 | 0 | 0 | 0 | 0 | 0 | 0 | 0 | 0 | 0 | 0 | 0 | 0 | 0 | 0 | 0 | 0 | 0 | 0 | 0 | 0 | 0 | 0 | 0 | 0 | 0 | 0 | 0 | 0 | 0 | 0 | 0 | 0 | 0 | 0 | 0 | 0 | 0 | 0 | 0 | 0 | 0 | 0 | 0 | 0 | 0 | 0 | 0 | 0 | 0 | 0 | 0 | 0 | 0 | 0 | 0 | 0 | 0 | 0 | 0 | 0 | 0 | 0 | 0 | 0 | 0 | 0 | 0 | 0 | 0 | 0 | 0 | 0 | 0 | 0 | 0 | 0 | 0 | 0 | 0 | 0 | 0 | 0 | 0 | 0 | 0 | 0
[19 empty] | Variable env & social | Input | £000s | 0 | 0 | 0 | 0 | 0 | 0 | 0 | 0 | 0 | 0 | 0 | 0 | 0 | 0 | 0 | 0 | 0 | 0 | 0 | 0 | 0 | 0 | 0 | 0 | 0 | 0 | 0 | 0 | 0 | 0 | 0 | 0 | 0 | 0 | 0 | 0 | 0 | 0 | 0 | 0 | 0 | 0 | 0 | 0 | 0 | 0 | 0 | 0 | 0 | 0 | 0 | 0 | 0 | 0 | 0 | 0 | 0 | 0 | 0 | 0 | 0 | 0 | 0 | 0 | 0 | 0 | 0 | 0 | 0 | 0 | 0 | 0 | 0 | 0 | 0 | 0 | 0 | 0 | 0 | 0 | 0 | 0 | 0 | 0 | 0 | 0 | 0 | 0 | 0 | 0 | 0 | 0 | 0 | 0 | 0 | 0 | 0 | 0 | 0 | 0 | 0 | 0 | 0 | 0
[19 empty] | Fixed carbon costs | Input | £000s | 0.013467 | 0.013467 | 0.013467 | 0.013467 | 0.013467 | 0.013467 | 0.013467 | 0.013467 | 0.013467 | 0.013467 | 0.013467 | 0.013467 | 0.013467 | 0.013467 | 0.013467 | 0.013467 | 0.013467 | 0.013467 | 0.013467 | 0.013467 | 0.013467 | 0.013467 | 0.013467 | 0.013467 | 0.013467 | 0.013467 | 0.013467 | 0.013467 | 0.013467 | 0.013467 | 0.013467 | 0.013467 | 0.013467 | 0.013467 | 0.013467 | 0.013467 | 0.013467 | 0.013467 | 0.013467 | 0.013467 | 0.013467 | 0.013467 | 0.013467 | 0.013467 | 0.013467 | 0.013467 | 0.013467 | 0.013467 | 0.013467 | 0.013467 | 0.013467 | 0.013467 | 0.013467 | 0.013467 | 0.013467 | 0.013467 | 0.013467 | 0.013467 | 0.013467 | 0.013467 | 0.013467 | 0.013467 | 0.013467 | 0.013467 | 0.013467 | 0.013467 | 0.013467 | 0.013467 | 0.013467 | 0.013467 | 0.013467 | 0.013467 | 0.013467 | 0.013467 | 0.013467 | 0.013467 | 0.013467 | 0.013467 | 0.013467 | 0.013467 | 0 | 0 | 0 | 0 | 0 | 0 | 0 | 0 | 0 | 0 | 0 | 0 | 0 | 0 | 0 | 0 | 0 | 0 | 0 | 0 | 0 | 0 | 0 | 0
[19 empty] | Variable carbon costs | Input | £000s | 0 | 0 | 0 | 0 | 0 | 0 | 0 | 0 | 0 | 0 | 0 | 0 | 0 | 0 | 0 | 0 | 0 | 0 | 0 | 0 | 0 | 0 | 0 | 0 | 0 | 0 | 0 | 0 | 0 | 0 | 0 | 0 | 0 | 0 | 0 | 0 | 0 | 0 | 0 | 0 | 0 | 0 | 0 | 0 | 0 | 0 | 0 | 0 | 0 | 0 | 0 | 0 | 0 | 0 | 0 | 0 | 0 | 0 | 0 | 0 | 0 | 0 | 0 | 0 | 0 | 0 | 0 | 0 | 0 | 0 | 0 | 0 | 0 | 0 | 0 | 0 | 0 | 0 | 0 | 0 | 0 | 0 | 0 | 0 | 0 | 0 | 0 | 0 | 0 | 0 | 0 | 0 | 0 | 0 | 0 | 0 | 0 | 0 | 0 | 0 | 0 | 0 | 0 | 0
[19 empty] | Customer willingness to pay | Input | £000s | 0 | 0 | 0 | 0 | 0 | 0 | 0 | 0 | 0 | 0 | 0 | 0 | 0 | 0 | 0 | 0 | 0 | 0 | 0 | 0 | 0 | 0 | 0 | 0 | 0 | 0 | 0 | 0 | 0 | 0 | 0 | 0 | 0 | 0 | 0 | 0 | 0 | 0 | 0 | 0 | 0 | 0 | 0 | 0 | 0 | 0 | 0 | 0 | 0 | 0 | 0 | 0 | 0 | 0 | 0 | 0 | 0 | 0 | 0 | 0 | 0 | 0 | 0 | 0 | 0 | 0 | 0 | 0 | 0 | 0 | 0 | 0 | 0 | 0 | 0 | 0 | 0 | 0 | 0 | 0 | 0 | 0 | 0 | 0 | 0 | 0 | 0 | 0 | 0 | 0 | 0 | 0 | 0 | 0 | 0 | 0 | 0 | 0 | 0 | 0 | 0 | 0 | 0 | 0
[19 empty] | Total | Sum of above (excl WAFU) | £000s | 0.013467 | 743.2732 | 792.1718 | 840.1199 | 899.8119 | 6.11 | 10.6855 | 15.4929 | 20.6402 | 25.8791 | 31.2358 | 36.7574 | 42.5364 | 48.5198 | 54.5964 | 61.1385 | 67.8667 | 74.8545 | 82.094 | 89.6312 | 97.3964 | 105.3192 | 113.5268 | 121.9883 | 130.7077 | 0.013467 | 0.013467 | 0.013467 | 0.013467 | 0.013467 | 0.013467 | 0.013467 | 0.013467 | 0.013467 | 0.013467 | 0.013467 | 0.013467 | 0.013467 | 0.013467 | 0.013467 | 0.013467 | 0.013467 | 0.013467 | 0.013467 | 0.013467 | 0.013467 | 0.013467 | 0.013467 | 0.013467 | 0.013467 | 0.013467 | 0.013467 | 0.013467 | 0.013467 | 0.013467 | 0.013467 | 0.013467 | 0.013467 | 0.013467 | 0.013467 | 0.013467 | 0.013467 | 0.013467 | 0.013467 | 0.013467 | 0.013467 | 0.013467 | 0.013467 | 0.013467 | 0.013467 | 0.013467 | 0.013467 | 0.013467 | 0.013467 | 0.013467 | 0.013467 | 0.013467 | 0.013467 | 0.013467 | 0.013467 | 0 | 0 | 0 | 0 | 0 | 0 | 0 | 0 | 0 | 0 | 0 | 0 | 0 | 0 | 0 | 0 | 0 | 0 | 0 | 0 | 0 | 0 | 0 | 0
58.1x | SESW-LEA-301b: Improve ALC efficiency_b | SESW-LEA-301b | Active leakage management | N | 2020 | Capacity | 2.03 | 19343.3586 | 0 | 2578.3098 | 0 | 0.27154 | 0 | 2578.5813 | 13.3292 | 13.3306 |  |  | Gains in WAFU / Savings in demand | Input | Ml/d | 0 | 0.5 | 1.01 | 1.52 | 2.03 | 2.03 | 2.03 | 2.03 | 2.03 | 2.03 | 2.03 | 2.03 | 2.03 | 2.03 | 2.03 | 2.03 | 2.03 | 2.03 | 2.03 | 2.03 | 2.03 | 2.03 | 2.03 | 2.03 | 2.03 | 2.03 | 2.03 | 2.03 | 2.03 | 2.03 | 2.03 | 2.03 | 2.03 | 2.03 | 2.03 | 2.03 | 2.03 | 2.03 | 2.03 | 2.03 | 2.03 | 2.03 | 2.03 | 2.03 | 2.03 | 2.03 | 2.03 | 2.03 | 2.03 | 2.03 | 2.03 | 2.03 | 2.03 | 2.03 | 2.03 | 2.03 | 2.03 | 2.03 | 2.03 | 2.03 | 2.03 | 2.03 | 2.03 | 2.03 | 2.03 | 2.03 | 2.03 | 2.03 | 2.03 | 2.03 | 2.03 | 2.03 | 2.03 | 2.03 | 2.03 | 2.03 | 2.03 | 2.03 | 2.03 | 2.03 | 0 | 0 | 0 | 0 | 0 | 0 | 0 | 0 | 0 | 0 | 0 | 0 | 0 | 0 | 0 | 0 | 0 | 0 | 0 | 0 | 0 | 0 | 0 | 0
[19 empty] | Fixed capex | Input | £000s | 0 | 0 | 0 | 0 | 0 | 0 | 0 | 0 | 0 | 0 | 0 | 0 | 0 | 0 | 0 | 0 | 0 | 0 | 0 | 0 | 0 | 0 | 0 | 0 | 0 | 0 | 0 | 0 | 0 | 0 | 0 | 0 | 0 | 0 | 0 | 0 | 0 | 0 | 0 | 0 | 0 | 0 | 0 | 0 | 0 | 0 | 0 | 0 | 0 | 0 | 0 | 0 | 0 | 0 | 0 | 0 | 0 | 0 | 0 | 0 | 0 | 0 | 0 | 0 | 0 | 0 | 0 | 0 | 0 | 0 | 0 | 0 | 0 | 0 | 0 | 0 | 0 | 0 | 0 | 0 | 0 | 0 | 0 | 0 | 0 | 0 | 0 | 0 | 0 | 0 | 0 | 0 | 0 | 0 | 0 | 0 | 0 | 0 | 0 | 0 | 0 | 0 | 0 | 0
[19 empty] | Variable capex | Input | £000s | 0 | 0 | 0 | 0 | 0 | 0 | 0 | 0 | 0 | 0 | 0 | 0 | 0 | 0 | 0 | 0 | 0 | 0 | 0 | 0 | 0 | 0 | 0 | 0 | 0 | 0 | 0 | 0 | 0 | 0 | 0 | 0 | 0 | 0 | 0 | 0 | 0 | 0 | 0 | 0 | 0 | 0 | 0 | 0 | 0 | 0 | 0 | 0 | 0 | 0 | 0 | 0 | 0 | 0 | 0 | 0 | 0 | 0 | 0 | 0 | 0 | 0 | 0 | 0 | 0 | 0 | 0 | 0 | 0 | 0 | 0 | 0 | 0 | 0 | 0 | 0 | 0 | 0 | 0 | 0 | 0 | 0 | 0 | 0 | 0 | 0 | 0 | 0 | 0 | 0 | 0 | 0 | 0 | 0 | 0 | 0 | 0 | 0 | 0 | 0 | 0 | 0 | 0 | 0
[19 empty] | Financing costs | Input | £000s | 0 | 0 | 0 | 0 | 0 | 0 | 0 | 0 | 0 | 0 | 0 | 0 | 0 | 0 | 0 | 0 | 0 | 0 | 0 | 0 | 0 | 0 | 0 | 0 | 0 | 0 | 0 | 0 | 0 | 0 | 0 | 0 | 0 | 0 | 0 | 0 | 0 | 0 | 0 | 0 | 0 | 0 | 0 | 0 | 0 | 0 | 0 | 0 | 0 | 0 | 0 | 0 | 0 | 0 | 0 | 0 | 0 | 0 | 0 | 0 | 0 | 0 | 0 | 0 | 0 | 0 | 0 | 0 | 0 | 0 | 0 | 0 | 0 | 0 | 0 | 0 | 0 | 0 | 0 | 0
[19 empty] | Fixed opex | Input | £000s | 0 | 549.9567 | 580.8155 | 605.9805 | 637.107 | -1.7079 | 1.5401 | 4.9526 | 8.6033 | 12.3172 | 16.1133 | 20.0242 | 24.1165 | 28.3491 | 32.6485 | 37.2729 | 42.0268 | 46.9611 | 52.0705 | 57.3868 | 62.8599 | 68.4415 | 74.22 | 80.1734 | 86.3044 | 0 | 0 | 0 | 0 | 0 | 0 | 0 | 0 | 0 | 0 | 0 | 0 | 0 | 0 | 0 | 0 | 0 | 0 | 0 | 0 | 0 | 0 | 0 | 0 | 0 | 0 | 0 | 0 | 0 | 0 | 0 | 0 | 0 | 0 | 0 | 0 | 0 | 0 | 0 | 0 | 0 | 0 | 0 | 0 | 0 | 0 | 0 | 0 | 0 | 0 | 0 | 0 | 0 | 0 | 0 | 0 | 0 | 0 | 0 | 0 | 0 | 0 | 0 | 0 | 0 | 0 | 0 | 0 | 0 | 0 | 0 | 0 | 0 | 0 | 0 | 0 | 0 | 0 | 0
[19 empty] | Variable opex | Input | £000s | 0 | 0 | 0 | 0 | 0 | 0 | 0 | 0 | 0 | 0 | 0 | 0 | 0 | 0 | 0 | 0 | 0 | 0 | 0 | 0 | 0 | 0 | 0 | 0 | 0 | 0 | 0 | 0 | 0 | 0 | 0 | 0 | 0 | 0 | 0 | 0 | 0 | 0 | 0 | 0 | 0 | 0 | 0 | 0 | 0 | 0 | 0 | 0 | 0 | 0 | 0 | 0 | 0 | 0 | 0 | 0 | 0 | 0 | 0 | 0 | 0 | 0 | 0 | 0 | 0 | 0 | 0 | 0 | 0 | 0 | 0 | 0 | 0 | 0 | 0 | 0 | 0 | 0 | 0 | 0 | 0 | 0 | 0 | 0 | 0 | 0 | 0 | 0 | 0 | 0 | 0 | 0 | 0 | 0 | 0 | 0 | 0 | 0 | 0 | 0 | 0 | 0 | 0 | 0
[19 empty] | Opex savings | Input | £000s | 0 | 0 | 0 | 0 | 0 | 0 | 0 | 0 | 0 | 0 | 0 | 0 | 0 | 0 | 0 | 0 | 0 | 0 | 0 | 0 | 0 | 0 | 0 | 0 | 0 | 0 | 0 | 0 | 0 | 0 | 0 | 0 | 0 | 0 | 0 | 0 | 0 | 0 | 0 | 0 | 0 | 0 | 0 | 0 | 0 | 0 | 0 | 0 | 0 | 0 | 0 | 0 | 0 | 0 | 0 | 0 | 0 | 0 | 0 | 0 | 0 | 0 | 0 | 0 | 0 | 0 | 0 | 0 | 0 | 0 | 0 | 0 | 0 | 0 | 0 | 0 | 0 | 0 | 0 | 0 | 0 | 0 | 0 | 0 | 0 | 0 | 0 | 0 | 0 | 0 | 0 | 0 | 0 | 0 | 0 | 0 | 0 | 0 | 0 | 0 | 0 | 0 | 0 | 0
[19 empty] | Fixed env & social | Input | £000s | 0 | 0 | 0 | 0 | 0 | 0 | 0 | 0 | 0 | 0 | 0 | 0 | 0 | 0 | 0 | 0 | 0 | 0 | 0 | 0 | 0 | 0 | 0 | 0 | 0 | 0 | 0 | 0 | 0 | 0 | 0 | 0 | 0 | 0 | 0 | 0 | 0 | 0 | 0 | 0 | 0 | 0 | 0 | 0 | 0 | 0 | 0 | 0 | 0 | 0 | 0 | 0 | 0 | 0 | 0 | 0 | 0 | 0 | 0 | 0 | 0 | 0 | 0 | 0 | 0 | 0 | 0 | 0 | 0 | 0 | 0 | 0 | 0 | 0 | 0 | 0 | 0 | 0 | 0 | 0 | 0 | 0 | 0 | 0 | 0 | 0 | 0 | 0 | 0 | 0 | 0 | 0 | 0 | 0 | 0 | 0 | 0 | 0 | 0 | 0 | 0 | 0 | 0 | 0
[19 empty] | Variable env & social | Input | £000s | 0 | 0 | 0 | 0 | 0 | 0 | 0 | 0 | 0 | 0 | 0 | 0 | 0 | 0 | 0 | 0 | 0 | 0 | 0 | 0 | 0 | 0 | 0 | 0 | 0 | 0 | 0 | 0 | 0 | 0 | 0 | 0 | 0 | 0 | 0 | 0 | 0 | 0 | 0 | 0 | 0 | 0 | 0 | 0 | 0 | 0 | 0 | 0 | 0 | 0 | 0 | 0 | 0 | 0 | 0 | 0 | 0 | 0 | 0 | 0 | 0 | 0 | 0 | 0 | 0 | 0 | 0 | 0 | 0 | 0 | 0 | 0 | 0 | 0 | 0 | 0 | 0 | 0 | 0 | 0 | 0 | 0 | 0 | 0 | 0 | 0 | 0 | 0 | 0 | 0 | 0 | 0 | 0 | 0 | 0 | 0 | 0 | 0 | 0 | 0 | 0 | 0 | 0 | 0
[19 empty] | Fixed carbon costs | Input | £000s | 0.0095179 | 0.0095179 | 0.0095179 | 0.0095179 | 0.0095179 | 0.0095179 | 0.0095179 | 0.0095179 | 0.0095179 | 0.0095179 | 0.0095179 | 0.0095179 | 0.0095179 | 0.0095179 | 0.0095179 | 0.0095179 | 0.0095179 | 0.0095179 | 0.0095179 | 0.0095179 | 0.0095179 | 0.0095179 | 0.0095179 | 0.0095179 | 0.0095179 | 0.0095179 | 0.0095179 | 0.0095179 | 0.0095179 | 0.0095179 | 0.0095179 | 0.0095179 | 0.0095179 | 0.0095179 | 0.0095179 | 0.0095179 | 0.0095179 | 0.0095179 | 0.0095179 | 0.0095179 | 0.0095179 | 0.0095179 | 0.0095179 | 0.0095179 | 0.0095179 | 0.0095179 | 0.0095179 | 0.0095179 | 0.0095179 | 0.0095179 | 0.0095179 | 0.0095179 | 0.0095179 | 0.0095179 | 0.0095179 | 0.0095179 | 0.0095179 | 0.0095179 | 0.0095179 | 0.0095179 | 0.0095179 | 0.0095179 | 0.0095179 | 0.0095179 | 0.0095179 | 0.0095179 | 0.0095179 | 0.0095179 | 0.0095179 | 0.0095179 | 0.0095179 | 0.0095179 | 0.0095179 | 0.0095179 | 0.0095179 | 0.0095179 | 0.0095179 | 0.0095179 | 0.0095179 | 0.0095179 | 0 | 0 | 0 | 0 | 0 | 0 | 0 | 0 | 0 | 0 | 0 | 0 | 0 | 0 | 0 | 0 | 0 | 0 | 0 | 0 | 0 | 0 | 0 | 0
[19 empty] | Variable carbon costs | Input | £000s | 0 | 0 | 0 | 0 | 0 | 0 | 0 | 0 | 0 | 0 | 0 | 0 | 0 | 0 | 0 | 0 | 0 | 0 | 0 | 0 | 0 | 0 | 0 | 0 | 0 | 0 | 0 | 0 | 0 | 0 | 0 | 0 | 0 | 0 | 0 | 0 | 0 | 0 | 0 | 0 | 0 | 0 | 0 | 0 | 0 | 0 | 0 | 0 | 0 | 0 | 0 | 0 | 0 | 0 | 0 | 0 | 0 | 0 | 0 | 0 | 0 | 0 | 0 | 0 | 0 | 0 | 0 | 0 | 0 | 0 | 0 | 0 | 0 | 0 | 0 | 0 | 0 | 0 | 0 | 0 | 0 | 0 | 0 | 0 | 0 | 0 | 0 | 0 | 0 | 0 | 0 | 0 | 0 | 0 | 0 | 0 | 0 | 0 | 0 | 0 | 0 | 0 | 0 | 0
[19 empty] | Customer willingness to pay | Input | £000s | 0 | 0 | 0 | 0 | 0 | 0 | 0 | 0 | 0 | 0 | 0 | 0 | 0 | 0 | 0 | 0 | 0 | 0 | 0 | 0 | 0 | 0 | 0 | 0 | 0 | 0 | 0 | 0 | 0 | 0 | 0 | 0 | 0 | 0 | 0 | 0 | 0 | 0 | 0 | 0 | 0 | 0 | 0 | 0 | 0 | 0 | 0 | 0 | 0 | 0 | 0 | 0 | 0 | 0 | 0 | 0 | 0 | 0 | 0 | 0 | 0 | 0 | 0 | 0 | 0 | 0 | 0 | 0 | 0 | 0 | 0 | 0 | 0 | 0 | 0 | 0 | 0 | 0 | 0 | 0 | 0 | 0 | 0 | 0 | 0 | 0 | 0 | 0 | 0 | 0 | 0 | 0 | 0 | 0 | 0 | 0 | 0 | 0 | 0 | 0 | 0 | 0 | 0 | 0
[19 empty] | Total | Sum of above (excl WAFU) | £000s | 0.0095179 | 549.9662 | 580.8251 | 605.99 | 637.1165 | -1.6984 | 1.5496 | 4.9621 | 8.6128 | 12.3267 | 16.1228 | 20.0338 | 24.126 | 28.3586 | 32.658 | 37.2824 | 42.0363 | 46.9706 | 52.08 | 57.3963 | 62.8694 | 68.451 | 74.2295 | 80.1829 | 86.3139 | 0.0095179 | 0.0095179 | 0.0095179 | 0.0095179 | 0.0095179 | 0.0095179 | 0.0095179 | 0.0095179 | 0.0095179 | 0.0095179 | 0.0095179 | 0.0095179 | 0.0095179 | 0.0095179 | 0.0095179 | 0.0095179 | 0.0095179 | 0.0095179 | 0.0095179 | 0.0095179 | 0.0095179 | 0.0095179 | 0.0095179 | 0.0095179 | 0.0095179 | 0.0095179 | 0.0095179 | 0.0095179 | 0.0095179 | 0.0095179 | 0.0095179 | 0.0095179 | 0.0095179 | 0.0095179 | 0.0095179 | 0.0095179 | 0.0095179 | 0.0095179 | 0.0095179 | 0.0095179 | 0.0095179 | 0.0095179 | 0.0095179 | 0.0095179 | 0.0095179 | 0.0095179 | 0.0095179 | 0.0095179 | 0.0095179 | 0.0095179 | 0.0095179 | 0.0095179 | 0.0095179 | 0.0095179 | 0.0095179 | 0 | 0 | 0 | 0 | 0 | 0 | 0 | 0 | 0 | 0 | 0 | 0 | 0 | 0 | 0 | 0 | 0 | 0 | 0 | 0 | 0 | 0 | 0 | 0
58.1x | SESW-LEA-301a: Improve ALC efficiency_a | SESW-LEA-301a | Active leakage management | N | 2020 | Capacity | 1.36 | 12962.5621 | 0 | 1622.0045 | 0 | 0.17202 | 0 | 1622.1765 | 12.513 | 12.5143 |  |  | Gains in WAFU / Savings in demand | Input | Ml/d | 0 | 0.34 | 0.68 | 1.02 | 1.36 | 1.36 | 1.36 | 1.36 | 1.36 | 1.36 | 1.36 | 1.36 | 1.36 | 1.36 | 1.36 | 1.36 | 1.36 | 1.36 | 1.36 | 1.36 | 1.36 | 1.36 | 1.36 | 1.36 | 1.36 | 1.36 | 1.36 | 1.36 | 1.36 | 1.36 | 1.36 | 1.36 | 1.36 | 1.36 | 1.36 | 1.36 | 1.36 | 1.36 | 1.36 | 1.36 | 1.36 | 1.36 | 1.36 | 1.36 | 1.36 | 1.36 | 1.36 | 1.36 | 1.36 | 1.36 | 1.36 | 1.36 | 1.36 | 1.36 | 1.36 | 1.36 | 1.36 | 1.36 | 1.36 | 1.36 | 1.36 | 1.36 | 1.36 | 1.36 | 1.36 | 1.36 | 1.36 | 1.36 | 1.36 | 1.36 | 1.36 | 1.36 | 1.36 | 1.36 | 1.36 | 1.36 | 1.36 | 1.36 | 1.36 | 1.36 | 0 | 0 | 0 | 0 | 0 | 0 | 0 | 0 | 0 | 0 | 0 | 0 | 0 | 0 | 0 | 0 | 0 | 0 | 0 | 0 | 0 | 0 | 0 | 0
[19 empty] | Fixed capex | Input | £000s | 0 | 0 | 0 | 0 | 0 | 0 | 0 | 0 | 0 | 0 | 0 | 0 | 0 | 0 | 0 | 0 | 0 | 0 | 0 | 0 | 0 | 0 | 0 | 0 | 0 | 0 | 0 | 0 | 0 | 0 | 0 | 0 | 0 | 0 | 0 | 0 | 0 | 0 | 0 | 0 | 0 | 0 | 0 | 0 | 0 | 0 | 0 | 0 | 0 | 0 | 0 | 0 | 0 | 0 | 0 | 0 | 0 | 0 | 0 | 0 | 0 | 0 | 0 | 0 | 0 | 0 | 0 | 0 | 0 | 0 | 0 | 0 | 0 | 0 | 0 | 0 | 0 | 0 | 0 | 0 | 0 | 0 | 0 | 0 | 0 | 0 | 0 | 0 | 0 | 0 | 0 | 0 | 0 | 0 | 0 | 0 | 0 | 0 | 0 | 0 | 0 | 0 | 0 | 0
[19 empty] | Variable capex | Input | £000s | 0 | 0 | 0 | 0 | 0 | 0 | 0 | 0 | 0 | 0 | 0 | 0 | 0 | 0 | 0 | 0 | 0 | 0 | 0 | 0 | 0 | 0 | 0 | 0 | 0 | 0 | 0 | 0 | 0 | 0 | 0 | 0 | 0 | 0 | 0 | 0 | 0 | 0 | 0 | 0 | 0 | 0 | 0 | 0 | 0 | 0 | 0 | 0 | 0 | 0 | 0 | 0 | 0 | 0 | 0 | 0 | 0 | 0 | 0 | 0 | 0 | 0 | 0 | 0 | 0 | 0 | 0 | 0 | 0 | 0 | 0 | 0 | 0 | 0 | 0 | 0 | 0 | 0 | 0 | 0 | 0 | 0 | 0 | 0 | 0 | 0 | 0 | 0 | 0 | 0 | 0 | 0 | 0 | 0 | 0 | 0 | 0 | 0 | 0 | 0 | 0 | 0 | 0 | 0
[19 empty] | Financing costs | Input | £000s | 0 | 0 | 0 | 0 | 0 | 0 | 0 | 0 | 0 | 0 | 0 | 0 | 0 | 0 | 0 | 0 | 0 | 0 | 0 | 0 | 0 | 0 | 0 | 0 | 0 | 0 | 0 | 0 | 0 | 0 | 0 | 0 | 0 | 0 | 0 | 0 | 0 | 0 | 0 | 0 | 0 | 0 | 0 | 0 | 0 | 0 | 0 | 0 | 0 | 0 | 0 | 0 | 0 | 0 | 0 | 0 | 0 | 0 | 0 | 0 | 0 | 0 | 0 | 0 | 0 | 0 | 0 | 0 | 0 | 0 | 0 | 0 | 0 | 0 | 0 | 0 | 0 | 0 | 0 | 0
[19 empty] | Fixed opex | Input | £000s | 0 | 371.0036 | 378.891 | 389.1683 | 402.0472 | -4.932 | -2.8623 | -0.68785 | 1.6367 | 4.0005 | 6.4157 | 8.903 | 11.505 | 14.1937 | 16.9254 | 19.861 | 22.8778 | 26.0073 | 29.2464 | 32.615 | 36.0805 | 39.6134 | 43.2687 | 47.0326 | 50.9066 | 0 | 0 | 0 | 0 | 0 | 0 | 0 | 0 | 0 | 0 | 0 | 0 | 0 | 0 | 0 | 0 | 0 | 0 | 0 | 0 | 0 | 0 | 0 | 0 | 0 | 0 | 0 | 0 | 0 | 0 | 0 | 0 | 0 | 0 | 0 | 0 | 0 | 0 | 0 | 0 | 0 | 0 | 0 | 0 | 0 | 0 | 0 | 0 | 0 | 0 | 0 | 0 | 0 | 0 | 0 | 0 | 0 | 0 | 0 | 0 | 0 | 0 | 0 | 0 | 0 | 0 | 0 | 0 | 0 | 0 | 0 | 0 | 0 | 0 | 0 | 0 | 0 | 0 | 0
[19 empty] | Variable opex | Input | £000s | 0 | 0 | 0 | 0 | 0 | 0 | 0 | 0 | 0 | 0 | 0 | 0 | 0 | 0 | 0 | 0 | 0 | 0 | 0 | 0 | 0 | 0 | 0 | 0 | 0 | 0 | 0 | 0 | 0 | 0 | 0 | 0 | 0 | 0 | 0 | 0 | 0 | 0 | 0 | 0 | 0 | 0 | 0 | 0 | 0 | 0 | 0 | 0 | 0 | 0 | 0 | 0 | 0 | 0 | 0 | 0 | 0 | 0 | 0 | 0 | 0 | 0 | 0 | 0 | 0 | 0 | 0 | 0 | 0 | 0 | 0 | 0 | 0 | 0 | 0 | 0 | 0 | 0 | 0 | 0 | 0 | 0 | 0 | 0 | 0 | 0 | 0 | 0 | 0 | 0 | 0 | 0 | 0 | 0 | 0 | 0 | 0 | 0 | 0 | 0 | 0 | 0 | 0 | 0
[19 empty] | Opex savings | Input | £000s | 0 | 0 | 0 | 0 | 0 | 0 | 0 | 0 | 0 | 0 | 0 | 0 | 0 | 0 | 0 | 0 | 0 | 0 | 0 | 0 | 0 | 0 | 0 | 0 | 0 | 0 | 0 | 0 | 0 | 0 | 0 | 0 | 0 | 0 | 0 | 0 | 0 | 0 | 0 | 0 | 0 | 0 | 0 | 0 | 0 | 0 | 0 | 0 | 0 | 0 | 0 | 0 | 0 | 0 | 0 | 0 | 0 | 0 | 0 | 0 | 0 | 0 | 0 | 0 | 0 | 0 | 0 | 0 | 0 | 0 | 0 | 0 | 0 | 0 | 0 | 0 | 0 | 0 | 0 | 0 | 0 | 0 | 0 | 0 | 0 | 0 | 0 | 0 | 0 | 0 | 0 | 0 | 0 | 0 | 0 | 0 | 0 | 0 | 0 | 0 | 0 | 0 | 0 | 0
[19 empty] | Fixed env & social | Input | £000s | 0 | 0 | 0 | 0 | 0 | 0 | 0 | 0 | 0 | 0 | 0 | 0 | 0 | 0 | 0 | 0 | 0 | 0 | 0 | 0 | 0 | 0 | 0 | 0 | 0 | 0 | 0 | 0 | 0 | 0 | 0 | 0 | 0 | 0 | 0 | 0 | 0 | 0 | 0 | 0 | 0 | 0 | 0 | 0 | 0 | 0 | 0 | 0 | 0 | 0 | 0 | 0 | 0 | 0 | 0 | 0 | 0 | 0 | 0 | 0 | 0 | 0 | 0 | 0 | 0 | 0 | 0 | 0 | 0 | 0 | 0 | 0 | 0 | 0 | 0 | 0 | 0 | 0 | 0 | 0 | 0 | 0 | 0 | 0 | 0 | 0 | 0 | 0 | 0 | 0 | 0 | 0 | 0 | 0 | 0 | 0 | 0 | 0 | 0 | 0 | 0 | 0 | 0 | 0
[19 empty] | Variable env & social | Input | £000s | 0 | 0 | 0 | 0 | 0 | 0 | 0 | 0 | 0 | 0 | 0 | 0 | 0 | 0 | 0 | 0 | 0 | 0 | 0 | 0 | 0 | 0 | 0 | 0 | 0 | 0 | 0 | 0 | 0 | 0 | 0 | 0 | 0 | 0 | 0 | 0 | 0 | 0 | 0 | 0 | 0 | 0 | 0 | 0 | 0 | 0 | 0 | 0 | 0 | 0 | 0 | 0 | 0 | 0 | 0 | 0 | 0 | 0 | 0 | 0 | 0 | 0 | 0 | 0 | 0 | 0 | 0 | 0 | 0 | 0 | 0 | 0 | 0 | 0 | 0 | 0 | 0 | 0 | 0 | 0 | 0 | 0 | 0 | 0 | 0 | 0 | 0 | 0 | 0 | 0 | 0 | 0 | 0 | 0 | 0 | 0 | 0 | 0 | 0 | 0 | 0 | 0 | 0 | 0
[19 empty] | Fixed carbon costs | Input | £000s | 0.0060294 | 0.0060294 | 0.0060294 | 0.0060294 | 0.0060294 | 0.0060294 | 0.0060294 | 0.0060294 | 0.0060294 | 0.0060294 | 0.0060294 | 0.0060294 | 0.0060294 | 0.0060294 | 0.0060294 | 0.0060294 | 0.0060294 | 0.0060294 | 0.0060294 | 0.0060294 | 0.0060294 | 0.0060294 | 0.0060294 | 0.0060294 | 0.0060294 | 0.0060294 | 0.0060294 | 0.0060294 | 0.0060294 | 0.0060294 | 0.0060294 | 0.0060294 | 0.0060294 | 0.0060294 | 0.0060294 | 0.0060294 | 0.0060294 | 0.0060294 | 0.0060294 | 0.0060294 | 0.0060294 | 0.0060294 | 0.0060294 | 0.0060294 | 0.0060294 | 0.0060294 | 0.0060294 | 0.0060294 | 0.0060294 | 0.0060294 | 0.0060294 | 0.0060294 | 0.0060294 | 0.0060294 | 0.0060294 | 0.0060294 | 0.0060294 | 0.0060294 | 0.0060294 | 0.0060294 | 0.0060294 | 0.0060294 | 0.0060294 | 0.0060294 | 0.0060294 | 0.0060294 | 0.0060294 | 0.0060294 | 0.0060294 | 0.0060294 | 0.0060294 | 0.0060294 | 0.0060294 | 0.0060294 | 0.0060294 | 0.0060294 | 0.0060294 | 0.0060294 | 0.0060294 | 0.0060294 | 0 | 0 | 0 | 0 | 0 | 0 | 0 | 0 | 0 | 0 | 0 | 0 | 0 | 0 | 0 | 0 | 0 | 0 | 0 | 0 | 0 | 0 | 0 | 0
[19 empty] | Variable carbon costs | Input | £000s | 0 | 0 | 0 | 0 | 0 | 0 | 0 | 0 | 0 | 0 | 0 | 0 | 0 | 0 | 0 | 0 | 0 | 0 | 0 | 0 | 0 | 0 | 0 | 0 | 0 | 0 | 0 | 0 | 0 | 0 | 0 | 0 | 0 | 0 | 0 | 0 | 0 | 0 | 0 | 0 | 0 | 0 | 0 | 0 | 0 | 0 | 0 | 0 | 0 | 0 | 0 | 0 | 0 | 0 | 0 | 0 | 0 | 0 | 0 | 0 | 0 | 0 | 0 | 0 | 0 | 0 | 0 | 0 | 0 | 0 | 0 | 0 | 0 | 0 | 0 | 0 | 0 | 0 | 0 | 0 | 0 | 0 | 0 | 0 | 0 | 0 | 0 | 0 | 0 | 0 | 0 | 0 | 0 | 0 | 0 | 0 | 0 | 0 | 0 | 0 | 0 | 0 | 0 | 0
[19 empty] | Customer willingness to pay | Input | £000s | 0 | 0 | 0 | 0 | 0 | 0 | 0 | 0 | 0 | 0 | 0 | 0 | 0 | 0 | 0 | 0 | 0 | 0 | 0 | 0 | 0 | 0 | 0 | 0 | 0 | 0 | 0 | 0 | 0 | 0 | 0 | 0 | 0 | 0 | 0 | 0 | 0 | 0 | 0 | 0 | 0 | 0 | 0 | 0 | 0 | 0 | 0 | 0 | 0 | 0 | 0 | 0 | 0 | 0 | 0 | 0 | 0 | 0 | 0 | 0 | 0 | 0 | 0 | 0 | 0 | 0 | 0 | 0 | 0 | 0 | 0 | 0 | 0 | 0 | 0 | 0 | 0 | 0 | 0 | 0 | 0 | 0 | 0 | 0 | 0 | 0 | 0 | 0 | 0 | 0 | 0 | 0 | 0 | 0 | 0 | 0 | 0 | 0 | 0 | 0 | 0 | 0 | 0 | 0
[19 empty] | Total | Sum of above (excl WAFU) | £000s | 0.0060294 | 371.0096 | 378.897 | 389.1743 | 402.0532 | -4.9259 | -2.8563 | -0.68182 | 1.6427 | 4.0065 | 6.4217 | 8.909 | 11.511 | 14.1997 | 16.9314 | 19.8671 | 22.8838 | 26.0134 | 29.2524 | 32.621 | 36.0866 | 39.6194 | 43.2747 | 47.0387 | 50.9127 | 0.0060294 | 0.0060294 | 0.0060294 | 0.0060294 | 0.0060294 | 0.0060294 | 0.0060294 | 0.0060294 | 0.0060294 | 0.0060294 | 0.0060294 | 0.0060294 | 0.0060294 | 0.0060294 | 0.0060294 | 0.0060294 | 0.0060294 | 0.0060294 | 0.0060294 | 0.0060294 | 0.0060294 | 0.0060294 | 0.0060294 | 0.0060294 | 0.0060294 | 0.0060294 | 0.0060294 | 0.0060294 | 0.0060294 | 0.0060294 | 0.0060294 | 0.0060294 | 0.0060294 | 0.0060294 | 0.0060294 | 0.0060294 | 0.0060294 | 0.0060294 | 0.0060294 | 0.0060294 | 0.0060294 | 0.0060294 | 0.0060294 | 0.0060294 | 0.0060294 | 0.0060294 | 0.0060294 | 0.0060294 | 0.0060294 | 0.0060294 | 0.0060294 | 0.0060294 | 0.0060294 | 0.0060294 | 0.0060294 | 0 | 0 | 0 | 0 | 0 | 0 | 0 | 0 | 0 | 0 | 0 | 0 | 0 | 0 | 0 | 0 | 0 | 0 | 0 | 0 | 0 | 0 | 0 | 0
59.2a | Options to reduce Distribution System Operating Use (DSOU) losses | [20 empty] | 0 | 0 | 0 | 0 | 0 | 0 | 0 | 0 | 0 | 0 | 0 | 0 | 0 | 0 | 0 | 0 | 0 | 0 | 0 | 0 | 0 | 0 | 0 | 0 | 0 | 0 | 0 | 0 | 0 | 0 | 0 | 0 | 0 | 0 | 0 | 0 | 0 | 0 | 0 | 0 | 0 | 0 | 0 | 0 | 0 | 0 | 0 | 0 | 0 | 0 | 0 | 0 | 0 | 0 | 0 | 0 | 0 | 0 | 0 | 0 | 0 | 0 | 0 | 0 | 0 | 0 | 0 | 0 | 0 | 0 | 0 | 0 | 0 | 0 | 0 | 0 | 0 | 0 | 0 | 0 | 0 | 0 | 0 | 0 | 0 | 0 | 0 | 0 | 0 | 0 | 0 | 0 | 0 | 0 | 0 | 0 | 0 | 0 | 0 | 0 | 0 | 0 | 0 | 0
60a | PRODUCTION SIDE | bar: 1 to 80
60.1a | Options to reduce treatment works losses | [20 empty] | 0 | 0 | 0 | 0 | 0 | 0 | 0 | 0 | 0 | 0 | 0 | 0 | 0 | 0 | 0 | 0 | 0 | 0 | 0 | 0 | 0 | 0 | 0 | 0 | 0 | 0 | 0 | 0 | 0 | 0 | 0 | 0 | 0 | 0 | 0 | 0 | 0 | 0 | 0 | 0 | 0 | 0 | 0 | 0 | 0 | 0 | 0 | 0 | 0 | 0 | 0 | 0 | 0 | 0 | 0 | 0 | 0 | 0 | 0 | 0 | 0 | 0 | 0 | 0 | 0 | 0 | 0 | 0 | 0 | 0 | 0 | 0 | 0 | 0 | 0 | 0 | 0 | 0 | 0 | 0 | 0 | 0 | 0 | 0 | 0 | 0 | 0 | 0 | 0 | 0 | 0 | 0 | 0 | 0 | 0 | 0 | 0 | 0 | 0 | 0 | 0 | 0 | 0 | 0
60.2a | Options to reduce outage | [20 empty] | 0 | 0 | 0 | 0 | 0 | 0 | 0 | 0 | 0 | 0 | 0 | 0 | 0 | 0 | 0 | 0 | 0 | 0 | 0 | 0 | 0 | 0 | 0 | 0 | 0 | 0 | 0 | 0 | 0 | 0 | 0 | 0 | 0 | 0 | 0 | 0 | 0 | 0 | 0 | 0 | 0 | 0 | 0 | 0 | 0 | 0 | 0 | 0 | 0 | 0 | 0 | 0 | 0 | 0 | 0 | 0 | 0 | 0 | 0 | 0 | 0 | 0 | 0 | 0 | 0 | 0 | 0 | 0 | 0 | 0 | 0 | 0 | 0 | 0 | 0 | 0 | 0 | 0 | 0 | 0 | 0 | 0 | 0 | 0 | 0 | 0 | 0 | 0 | 0 | 0 | 0 | 0 | 0 | 0 | 0 | 0 | 0 | 0 | 0 | 0 | 0 | 0 | 0 | 0
61a | CUSTOMER SIDE | bar: 1 to 80
61.1a | Options to change volume delivered to measured non households | [20 empty] | 0 | 0 | 0 | 0 | 0 | 0 | 0 | 0 | 0 | 0 | 0 | 0 | 0 | 0 | 0 | 0 | 0 | 0 | 0 | 0 | 0 | 0 | 0 | 0 | 0 | 0 | 0 | 0 | 0 | 0 | 0 | 0 | 0 | 0 | 0 | 0 | 0 | 0 | 0 | 0 | 0 | 0 | 0 | 0 | 0 | 0 | 0 | 0 | 0 | 0 | 0 | 0 | 0 | 0 | 0 | 0 | 0 | 0 | 0 | 0 | 0 | 0 | 0 | 0 | 0 | 0 | 0 | 0 | 0 | 0 | 0 | 0 | 0 | 0 | 0 | 0 | 0 | 0 | 0 | 0 | 0 | 0 | 0 | 0 | 0 | 0 | 0 | 0 | 0 | 0 | 0 | 0 | 0 | 0 | 0 | 0 | 0 | 0 | 0 | 0 | 0 | 0 | 0 | 0
58.1x | SESW-WEF-307: Variable infrastructure charge | SESW-WEF-307 | Commercial water audit | N | 2020 | Capacity | 0.28893 | 1172.7667 | 0 | 337.1234 | 0 | 1.1782 | 0 | 338.3016 | 28.746 | 28.8465 |  |  | Gains in WAFU / Savings in demand | Input | Ml/d | 0.054613 | 0.11043 | 0.16858 | 0.2288 | 0.28893 | 0.28893 | 0.28893 | 0.28893 | 0.28893 | 0.28893 | 0.28893 | 0.28893 | 0.28893 | 0.28893 | 0.28893 | 0.23432 | 0.1785 | 0.12035 | 0.060133 | 0 | 0 | 0 | 0 | 0 | 0 | 0 | 0 | 0 | 0 | 0 | 0 | 0 | 0 | 0 | 0 | 0 | 0 | 0 | 0 | 0 | 0 | 0 | 0 | 0 | 0 | 0 | 0 | 0 | 0 | 0 | 0 | 0 | 0 | 0 | 0 | 0 | 0 | 0 | 0 | 0 | 0 | 0 | 0 | 0 | 0 | 0 | 0 | 0 | 0 | 0 | 0 | 0 | 0 | 0 | 0 | 0 | 0 | 0 | 0 | 0 | 0 | 0 | 0 | 0 | 0 | 0 | 0 | 0 | 0 | 0 | 0 | 0 | 0 | 0 | 0 | 0 | 0 | 0 | 0 | 0 | 0 | 0 | 0 | 0
[19 empty] | Fixed capex | Input | £000s | 0 | 0 | 0 | 0 | 0 | 0 | 0 | 0 | 0 | 0 | 0 | 0 | 0 | 0 | 0 | 0 | 0 | 0 | 0 | 0 | 0 | 0 | 0 | 0 | 0 | 0 | 0 | 0 | 0 | 0 | 0 | 0 | 0 | 0 | 0 | 0 | 0 | 0 | 0 | 0 | 0 | 0 | 0 | 0 | 0 | 0 | 0 | 0 | 0 | 0 | 0 | 0 | 0 | 0 | 0 | 0 | 0 | 0 | 0 | 0 | 0 | 0 | 0 | 0 | 0 | 0 | 0 | 0 | 0 | 0 | 0 | 0 | 0 | 0 | 0 | 0 | 0 | 0 | 0 | 0 | 0 | 0 | 0 | 0 | 0 | 0 | 0 | 0 | 0 | 0 | 0 | 0 | 0 | 0 | 0 | 0 | 0 | 0 | 0 | 0 | 0 | 0 | 0 | 0
[19 empty] | Variable capex | Input | £000s | 0 | 0 | 0 | 0 | 0 | 0 | 0 | 0 | 0 | 0 | 0 | 0 | 0 | 0 | 0 | 0 | 0 | 0 | 0 | 0 | 0 | 0 | 0 | 0 | 0 | 0 | 0 | 0 | 0 | 0 | 0 | 0 | 0 | 0 | 0 | 0 | 0 | 0 | 0 | 0 | 0 | 0 | 0 | 0 | 0 | 0 | 0 | 0 | 0 | 0 | 0 | 0 | 0 | 0 | 0 | 0 | 0 | 0 | 0 | 0 | 0 | 0 | 0 | 0 | 0 | 0 | 0 | 0 | 0 | 0 | 0 | 0 | 0 | 0 | 0 | 0 | 0 | 0 | 0 | 0 | 0 | 0 | 0 | 0 | 0 | 0 | 0 | 0 | 0 | 0 | 0 | 0 | 0 | 0 | 0 | 0 | 0 | 0 | 0 | 0 | 0 | 0 | 0 | 0
[19 empty] | Financing costs | Input | £000s | 0 | 0 | 0 | 0 | 0 | 0 | 0 | 0 | 0 | 0 | 0 | 0 | 0 | 0 | 0 | 0 | 0 | 0 | 0 | 0 | 0 | 0 | 0 | 0 | 0 | 0 | 0 | 0 | 0 | 0 | 0 | 0 | 0 | 0 | 0 | 0 | 0 | 0 | 0 | 0 | 0 | 0 | 0 | 0 | 0 | 0 | 0 | 0 | 0 | 0 | 0 | 0 | 0 | 0 | 0 | 0 | 0 | 0 | 0 | 0 | 0 | 0 | 0 | 0 | 0 | 0 | 0 | 0 | 0 | 0 | 0 | 0 | 0 | 0 | 0 | 0 | 0 | 0 | 0 | 0
[19 empty] | Fixed opex | Input | £000s | 112.2536 | 110.6969 | 111.3943 | 111.3465 | 106.7394 | -21.2901 | -21.2901 | -21.2901 | -21.2901 | -21.2901 | -21.2901 | -21.2901 | -21.2901 | -21.2901 | -21.2901 | -17.2659 | -13.1532 | -8.868 | -4.431 | 0 | 0 | 0 | 0 | 0 | 0 | 0 | 0 | 0 | 0 | 0 | 0 | 0 | 0 | 0 | 0 | 0 | 0 | 0 | 0 | 0 | 0 | 0 | 0 | 0 | 0 | 0 | 0 | 0 | 0 | 0 | 0 | 0 | 0 | 0 | 0 | 0 | 0 | 0 | 0 | 0 | 0 | 0 | 0 | 0 | 0 | 0 | 0 | 0 | 0 | 0 | 0 | 0 | 0 | 0 | 0 | 0 | 0 | 0 | 0 | 0 | 0 | 0 | 0 | 0 | 0 | 0 | 0 | 0 | 0 | 0 | 0 | 0 | 0 | 0 | 0 | 0 | 0 | 0 | 0 | 0 | 0 | 0 | 0 | 0
[19 empty] | Variable opex | Input | £000s | 0 | 0 | 0 | 0 | 0 | 0 | 0 | 0 | 0 | 0 | 0 | 0 | 0 | 0 | 0 | 0 | 0 | 0 | 0 | 0 | 0 | 0 | 0 | 0 | 0 | 0 | 0 | 0 | 0 | 0 | 0 | 0 | 0 | 0 | 0 | 0 | 0 | 0 | 0 | 0 | 0 | 0 | 0 | 0 | 0 | 0 | 0 | 0 | 0 | 0 | 0 | 0 | 0 | 0 | 0 | 0 | 0 | 0 | 0 | 0 | 0 | 0 | 0 | 0 | 0 | 0 | 0 | 0 | 0 | 0 | 0 | 0 | 0 | 0 | 0 | 0 | 0 | 0 | 0 | 0 | 0 | 0 | 0 | 0 | 0 | 0 | 0 | 0 | 0 | 0 | 0 | 0 | 0 | 0 | 0 | 0 | 0 | 0 | 0 | 0 | 0 | 0 | 0 | 0
[19 empty] | Opex savings | Input | £000s | 0 | 0 | 0 | 0 | 0 | 0 | 0 | 0 | 0 | 0 | 0 | 0 | 0 | 0 | 0 | 0 | 0 | 0 | 0 | 0 | 0 | 0 | 0 | 0 | 0 | 0 | 0 | 0 | 0 | 0 | 0 | 0 | 0 | 0 | 0 | 0 | 0 | 0 | 0 | 0 | 0 | 0 | 0 | 0 | 0 | 0 | 0 | 0 | 0 | 0 | 0 | 0 | 0 | 0 | 0 | 0 | 0 | 0 | 0 | 0 | 0 | 0 | 0 | 0 | 0 | 0 | 0 | 0 | 0 | 0 | 0 | 0 | 0 | 0 | 0 | 0 | 0 | 0 | 0 | 0 | 0 | 0 | 0 | 0 | 0 | 0 | 0 | 0 | 0 | 0 | 0 | 0 | 0 | 0 | 0 | 0 | 0 | 0 | 0 | 0 | 0 | 0 | 0 | 0
[19 empty] | Fixed env & social | Input | £000s | 0 | 0 | 0 | 0 | 0 | 0 | 0 | 0 | 0 | 0 | 0 | 0 | 0 | 0 | 0 | 0 | 0 | 0 | 0 | 0 | 0 | 0 | 0 | 0 | 0 | 0 | 0 | 0 | 0 | 0 | 0 | 0 | 0 | 0 | 0 | 0 | 0 | 0 | 0 | 0 | 0 | 0 | 0 | 0 | 0 | 0 | 0 | 0 | 0 | 0 | 0 | 0 | 0 | 0 | 0 | 0 | 0 | 0 | 0 | 0 | 0 | 0 | 0 | 0 | 0 | 0 | 0 | 0 | 0 | 0 | 0 | 0 | 0 | 0 | 0 | 0 | 0 | 0 | 0 | 0 | 0 | 0 | 0 | 0 | 0 | 0 | 0 | 0 | 0 | 0 | 0 | 0 | 0 | 0 | 0 | 0 | 0 | 0 | 0 | 0 | 0 | 0 | 0 | 0
[19 empty] | Variable env & social | Input | £000s | 0 | 0 | 0 | 0 | 0 | 0 | 0 | 0 | 0 | 0 | 0 | 0 | 0 | 0 | 0 | 0 | 0 | 0 | 0 | 0 | 0 | 0 | 0 | 0 | 0 | 0 | 0 | 0 | 0 | 0 | 0 | 0 | 0 | 0 | 0 | 0 | 0 | 0 | 0 | 0 | 0 | 0 | 0 | 0 | 0 | 0 | 0 | 0 | 0 | 0 | 0 | 0 | 0 | 0 | 0 | 0 | 0 | 0 | 0 | 0 | 0 | 0 | 0 | 0 | 0 | 0 | 0 | 0 | 0 | 0 | 0 | 0 | 0 | 0 | 0 | 0 | 0 | 0 | 0 | 0 | 0 | 0 | 0 | 0 | 0 | 0 | 0 | 0 | 0 | 0 | 0 | 0 | 0 | 0 | 0 | 0 | 0 | 0 | 0 | 0 | 0 | 0 | 0 | 0
[19 empty] | Fixed carbon costs | Input | £000s | 1.3136 | -0.0049163 | -0.0049163 | -0.0049163 | -0.0049163 | -0.0049163 | -0.0049163 | -0.0049163 | -0.0049163 | -0.0049163 | -0.0049163 | -0.0049163 | -0.0049163 | -0.0049163 | -0.0049163 | -0.0049163 | -0.0049163 | -0.0049163 | -0.0049163 | -0.0049163 | -0.0049163 | -0.0049163 | -0.0049163 | -0.0049163 | -0.0049163 | -0.0049163 | -0.0049163 | -0.0049163 | -0.0049163 | -0.0049163 | -0.0049163 | -0.0049163 | -0.0049163 | -0.0049163 | -0.0049163 | -0.0049163 | -0.0049163 | -0.0049163 | -0.0049163 | -0.0049163 | -0.0049163 | -0.0049163 | -0.0049163 | -0.0049163 | -0.0049163 | -0.0049163 | -0.0049163 | -0.0049163 | -0.0049163 | -0.0049163 | -0.0049163 | -0.0049163 | -0.0049163 | -0.0049163 | -0.0049163 | -0.0049163 | -0.0049163 | -0.0049163 | -0.0049163 | -0.0049163 | -0.0049163 | -0.0049163 | -0.0049163 | -0.0049163 | -0.0049163 | -0.0049163 | -0.0049163 | -0.0049163 | -0.0049163 | -0.0049163 | -0.0049163 | -0.0049163 | -0.0049163 | -0.0049163 | -0.0049163 | -0.0049163 | -0.0049163 | -0.0049163 | -0.0049163 | -0.0049163 | 0 | 0 | 0 | 0 | 0 | 0 | 0 | 0 | 0 | 0 | 0 | 0 | 0 | 0 | 0 | 0 | 0 | 0 | 0 | 0 | 0 | 0 | 0 | 0
[19 empty] | Variable carbon costs | Input | £000s | 0 | 0 | 0 | 0 | 0 | 0 | 0 | 0 | 0 | 0 | 0 | 0 | 0 | 0 | 0 | 0 | 0 | 0 | 0 | 0 | 0 | 0 | 0 | 0 | 0 | 0 | 0 | 0 | 0 | 0 | 0 | 0 | 0 | 0 | 0 | 0 | 0 | 0 | 0 | 0 | 0 | 0 | 0 | 0 | 0 | 0 | 0 | 0 | 0 | 0 | 0 | 0 | 0 | 0 | 0 | 0 | 0 | 0 | 0 | 0 | 0 | 0 | 0 | 0 | 0 | 0 | 0 | 0 | 0 | 0 | 0 | 0 | 0 | 0 | 0 | 0 | 0 | 0 | 0 | 0 | 0 | 0 | 0 | 0 | 0 | 0 | 0 | 0 | 0 | 0 | 0 | 0 | 0 | 0 | 0 | 0 | 0 | 0 | 0 | 0 | 0 | 0 | 0 | 0
[19 empty] | Customer willingness to pay | Input | £000s | 0 | 0 | 0 | 0 | 0 | 0 | 0 | 0 | 0 | 0 | 0 | 0 | 0 | 0 | 0 | 0 | 0 | 0 | 0 | 0 | 0 | 0 | 0 | 0 | 0 | 0 | 0 | 0 | 0 | 0 | 0 | 0 | 0 | 0 | 0 | 0 | 0 | 0 | 0 | 0 | 0 | 0 | 0 | 0 | 0 | 0 | 0 | 0 | 0 | 0 | 0 | 0 | 0 | 0 | 0 | 0 | 0 | 0 | 0 | 0 | 0 | 0 | 0 | 0 | 0 | 0 | 0 | 0 | 0 | 0 | 0 | 0 | 0 | 0 | 0 | 0 | 0 | 0 | 0 | 0 | 0 | 0 | 0 | 0 | 0 | 0 | 0 | 0 | 0 | 0 | 0 | 0 | 0 | 0 | 0 | 0 | 0 | 0 | 0 | 0 | 0 | 0 | 0 | 0
[19 empty] | Total | Sum of above (excl WAFU) | £000s | 113.5671 | 110.692 | 111.3894 | 111.3416 | 106.7345 | -21.295 | -21.295 | -21.295 | -21.295 | -21.295 | -21.295 | -21.295 | -21.295 | -21.295 | -21.295 | -17.2708 | -13.1581 | -8.8729 | -4.4359 | -0.0049163 | -0.0049163 | -0.0049163 | -0.0049163 | -0.0049163 | -0.0049163 | -0.0049163 | -0.0049163 | -0.0049163 | -0.0049163 | -0.0049163 | -0.0049163 | -0.0049163 | -0.0049163 | -0.0049163 | -0.0049163 | -0.0049163 | -0.0049163 | -0.0049163 | -0.0049163 | -0.0049163 | -0.0049163 | -0.0049163 | -0.0049163 | -0.0049163 | -0.0049163 | -0.0049163 | -0.0049163 | -0.0049163 | -0.0049163 | -0.0049163 | -0.0049163 | -0.0049163 | -0.0049163 | -0.0049163 | -0.0049163 | -0.0049163 | -0.0049163 | -0.0049163 | -0.0049163 | -0.0049163 | -0.0049163 | -0.0049163 | -0.0049163 | -0.0049163 | -0.0049163 | -0.0049163 | -0.0049163 | -0.0049163 | -0.0049163 | -0.0049163 | -0.0049163 | -0.0049163 | -0.0049163 | -0.0049163 | -0.0049163 | -0.0049163 | -0.0049163 | -0.0049163 | -0.0049163 | -0.0049163 | 0 | 0 | 0 | 0 | 0 | 0 | 0 | 0 | 0 | 0 | 0 | 0 | 0 | 0 | 0 | 0 | 0 | 0 | 0 | 0 | 0 | 0 | 0 | 0
58.1x | SESW-WEF-022: Non HH WEFF company led self install | SESW-WEF-022 | Commercial water audit | N | 2020 | Capacity | 0.014274 | 22.7546 | 0 | 1.0225 | 0 | 0.023732 | 0 | 1.0462 | 4.4936 | 4.5979 |  |  | Gains in WAFU / Savings in demand | Input | Ml/d | 0.0028548 | 0.0057095 | 0.0085643 | 0.011419 | 0.014274 | 0.011419 | 0.0085643 | 0.0057095 | 0.0028548 | 0 | 0 | 0 | 0 | 0 | 0 | 0 | 0 | 0 | 0 | 0 | 0 | 0 | 0 | 0 | 0 | 0 | 0 | 0 | 0 | 0 | 0 | 0 | 0 | 0 | 0 | 0 | 0 | 0 | 0 | 0 | 0 | 0 | 0 | 0 | 0 | 0 | 0 | 0 | 0 | 0 | 0 | 0 | 0 | 0 | 0 | 0 | 0 | 0 | 0 | 0 | 0 | 0 | 0 | 0 | 0 | 0 | 0 | 0 | 0 | 0 | 0 | 0 | 0 | 0 | 0 | 0 | 0 | 0 | 0 | 0 | 0 | 0 | 0 | 0 | 0 | 0 | 0 | 0 | 0 | 0 | 0 | 0 | 0 | 0 | 0 | 0 | 0 | 0 | 0 | 0 | 0 | 0 | 0 | 0
[19 empty] | Fixed capex | Input | £000s | 0 | 0 | 0 | 0 | 0 | 0 | 0 | 0 | 0 | 0 | 0 | 0 | 0 | 0 | 0 | 0 | 0 | 0 | 0 | 0 | 0 | 0 | 0 | 0 | 0 | 0 | 0 | 0 | 0 | 0 | 0 | 0 | 0 | 0 | 0 | 0 | 0 | 0 | 0 | 0 | 0 | 0 | 0 | 0 | 0 | 0 | 0 | 0 | 0 | 0 | 0 | 0 | 0 | 0 | 0 | 0 | 0 | 0 | 0 | 0 | 0 | 0 | 0 | 0 | 0 | 0 | 0 | 0 | 0 | 0 | 0 | 0 | 0 | 0 | 0 | 0 | 0 | 0 | 0 | 0 | 0 | 0 | 0 | 0 | 0 | 0 | 0 | 0 | 0 | 0 | 0 | 0 | 0 | 0 | 0 | 0 | 0 | 0 | 0 | 0 | 0 | 0 | 0 | 0
[19 empty] | Variable capex | Input | £000s | 0 | 0 | 0 | 0 | 0 | 0 | 0 | 0 | 0 | 0 | 0 | 0 | 0 | 0 | 0 | 0 | 0 | 0 | 0 | 0 | 0 | 0 | 0 | 0 | 0 | 0 | 0 | 0 | 0 | 0 | 0 | 0 | 0 | 0 | 0 | 0 | 0 | 0 | 0 | 0 | 0 | 0 | 0 | 0 | 0 | 0 | 0 | 0 | 0 | 0 | 0 | 0 | 0 | 0 | 0 | 0 | 0 | 0 | 0 | 0 | 0 | 0 | 0 | 0 | 0 | 0 | 0 | 0 | 0 | 0 | 0 | 0 | 0 | 0 | 0 | 0 | 0 | 0 | 0 | 0 | 0 | 0 | 0 | 0 | 0 | 0 | 0 | 0 | 0 | 0 | 0 | 0 | 0 | 0 | 0 | 0 | 0 | 0 | 0 | 0 | 0 | 0 | 0 | 0
[19 empty] | Financing costs | Input | £000s | 0 | 0 | 0 | 0 | 0 | 0 | 0 | 0 | 0 | 0 | 0 | 0 | 0 | 0 | 0 | 0 | 0 | 0 | 0 | 0 | 0 | 0 | 0 | 0 | 0 | 0 | 0 | 0 | 0 | 0 | 0 | 0 | 0 | 0 | 0 | 0 | 0 | 0 | 0 | 0 | 0 | 0 | 0 | 0 | 0 | 0 | 0 | 0 | 0 | 0 | 0 | 0 | 0 | 0 | 0 | 0 | 0 | 0 | 0 | 0 | 0 | 0 | 0 | 0 | 0 | 0 | 0 | 0 | 0 | 0 | 0 | 0 | 0 | 0 | 0 | 0 | 0 | 0 | 0 | 0
[19 empty] | Fixed opex | Input | £000s | 0.99146 | 0.78111 | 0.57075 | 0.36039 | 0.15004 | -0.84143 | -0.63107 | -0.42071 | -0.21036 | 0 | 0 | 0 | 0 | 0 | 0 | 0 | 0 | 0 | 0 | 0 | 0 | 0 | 0 | 0 | 0 | 0 | 0 | 0 | 0 | 0 | 0 | 0 | 0 | 0 | 0 | 0 | 0 | 0 | 0 | 0 | 0 | 0 | 0 | 0 | 0 | 0 | 0 | 0 | 0 | 0 | 0 | 0 | 0 | 0 | 0 | 0 | 0 | 0 | 0 | 0 | 0 | 0 | 0 | 0 | 0 | 0 | 0 | 0 | 0 | 0 | 0 | 0 | 0 | 0 | 0 | 0 | 0 | 0 | 0 | 0 | 0 | 0 | 0 | 0 | 0 | 0 | 0 | 0 | 0 | 0 | 0 | 0 | 0 | 0 | 0 | 0 | 0 | 0 | 0 | 0 | 0 | 0 | 0 | 0
[19 empty] | Variable opex | Input | £000s | 0 | 0 | 0 | 0 | 0 | 0 | 0 | 0 | 0 | 0 | 0 | 0 | 0 | 0 | 0 | 0 | 0 | 0 | 0 | 0 | 0 | 0 | 0 | 0 | 0 | 0 | 0 | 0 | 0 | 0 | 0 | 0 | 0 | 0 | 0 | 0 | 0 | 0 | 0 | 0 | 0 | 0 | 0 | 0 | 0 | 0 | 0 | 0 | 0 | 0 | 0 | 0 | 0 | 0 | 0 | 0 | 0 | 0 | 0 | 0 | 0 | 0 | 0 | 0 | 0 | 0 | 0 | 0 | 0 | 0 | 0 | 0 | 0 | 0 | 0 | 0 | 0 | 0 | 0 | 0 | 0 | 0 | 0 | 0 | 0 | 0 | 0 | 0 | 0 | 0 | 0 | 0 | 0 | 0 | 0 | 0 | 0 | 0 | 0 | 0 | 0 | 0 | 0 | 0
[19 empty] | Opex savings | Input | £000s | 0 | 0 | 0 | 0 | 0 | 0 | 0 | 0 | 0 | 0 | 0 | 0 | 0 | 0 | 0 | 0 | 0 | 0 | 0 | 0 | 0 | 0 | 0 | 0 | 0 | 0 | 0 | 0 | 0 | 0 | 0 | 0 | 0 | 0 | 0 | 0 | 0 | 0 | 0 | 0 | 0 | 0 | 0 | 0 | 0 | 0 | 0 | 0 | 0 | 0 | 0 | 0 | 0 | 0 | 0 | 0 | 0 | 0 | 0 | 0 | 0 | 0 | 0 | 0 | 0 | 0 | 0 | 0 | 0 | 0 | 0 | 0 | 0 | 0 | 0 | 0 | 0 | 0 | 0 | 0 | 0 | 0 | 0 | 0 | 0 | 0 | 0 | 0 | 0 | 0 | 0 | 0 | 0 | 0 | 0 | 0 | 0 | 0 | 0 | 0 | 0 | 0 | 0 | 0
[19 empty] | Fixed env & social | Input | £000s | 0 | 0 | 0 | 0 | 0 | 0 | 0 | 0 | 0 | 0 | 0 | 0 | 0 | 0 | 0 | 0 | 0 | 0 | 0 | 0 | 0 | 0 | 0 | 0 | 0 | 0 | 0 | 0 | 0 | 0 | 0 | 0 | 0 | 0 | 0 | 0 | 0 | 0 | 0 | 0 | 0 | 0 | 0 | 0 | 0 | 0 | 0 | 0 | 0 | 0 | 0 | 0 | 0 | 0 | 0 | 0 | 0 | 0 | 0 | 0 | 0 | 0 | 0 | 0 | 0 | 0 | 0 | 0 | 0 | 0 | 0 | 0 | 0 | 0 | 0 | 0 | 0 | 0 | 0 | 0 | 0 | 0 | 0 | 0 | 0 | 0 | 0 | 0 | 0 | 0 | 0 | 0 | 0 | 0 | 0 | 0 | 0 | 0 | 0 | 0 | 0 | 0 | 0 | 0
[19 empty] | Variable env & social | Input | £000s | 0 | 0 | 0 | 0 | 0 | 0 | 0 | 0 | 0 | 0 | 0 | 0 | 0 | 0 | 0 | 0 | 0 | 0 | 0 | 0 | 0 | 0 | 0 | 0 | 0 | 0 | 0 | 0 | 0 | 0 | 0 | 0 | 0 | 0 | 0 | 0 | 0 | 0 | 0 | 0 | 0 | 0 | 0 | 0 | 0 | 0 | 0 | 0 | 0 | 0 | 0 | 0 | 0 | 0 | 0 | 0 | 0 | 0 | 0 | 0 | 0 | 0 | 0 | 0 | 0 | 0 | 0 | 0 | 0 | 0 | 0 | 0 | 0 | 0 | 0 | 0 | 0 | 0 | 0 | 0 | 0 | 0 | 0 | 0 | 0 | 0 | 0 | 0 | 0 | 0 | 0 | 0 | 0 | 0 | 0 | 0 | 0 | 0 | 0 | 0 | 0 | 0 | 0 | 0
[19 empty] | Fixed carbon costs | Input | £000s | 0.025961 | -8.0959e-05 | -8.0959e-05 | -8.0959e-05 | -8.0959e-05 | -8.0959e-05 | -8.0959e-05 | -8.0959e-05 | -8.0959e-05 | -8.0959e-05 | -8.0959e-05 | -8.0959e-05 | -8.0959e-05 | -8.0959e-05 | -8.0959e-05 | -8.0959e-05 | -8.0959e-05 | -8.0959e-05 | -8.0959e-05 | -8.0959e-05 | -8.0959e-05 | -8.0959e-05 | -8.0959e-05 | -8.0959e-05 | -8.0959e-05 | -8.0959e-05 | -8.0959e-05 | -8.0959e-05 | -8.0959e-05 | -8.0959e-05 | -8.0959e-05 | -8.0959e-05 | -8.0959e-05 | -8.0959e-05 | -8.0959e-05 | -8.0959e-05 | -8.0959e-05 | -8.0959e-05 | -8.0959e-05 | -8.0959e-05 | -8.0959e-05 | -8.0959e-05 | -8.0959e-05 | -8.0959e-05 | -8.0959e-05 | -8.0959e-05 | -8.0959e-05 | -8.0959e-05 | -8.0959e-05 | -8.0959e-05 | -8.0959e-05 | -8.0959e-05 | -8.0959e-05 | -8.0959e-05 | -8.0959e-05 | -8.0959e-05 | -8.0959e-05 | -8.0959e-05 | -8.0959e-05 | -8.0959e-05 | -8.0959e-05 | -8.0959e-05 | -8.0959e-05 | -8.0959e-05 | -8.0959e-05 | -8.0959e-05 | -8.0959e-05 | -8.0959e-05 | -8.0959e-05 | -8.0959e-05 | -8.0959e-05 | -8.0959e-05 | -8.0959e-05 | -8.0959e-05 | -8.0959e-05 | -8.0959e-05 | -8.0959e-05 | -8.0959e-05 | -8.0959e-05 | -8.0959e-05 | 0 | 0 | 0 | 0 | 0 | 0 | 0 | 0 | 0 | 0 | 0 | 0 | 0 | 0 | 0 | 0 | 0 | 0 | 0 | 0 | 0 | 0 | 0 | 0
[19 empty] | Variable carbon costs | Input | £000s | 0 | 0 | 0 | 0 | 0 | 0 | 0 | 0 | 0 | 0 | 0 | 0 | 0 | 0 | 0 | 0 | 0 | 0 | 0 | 0 | 0 | 0 | 0 | 0 | 0 | 0 | 0 | 0 | 0 | 0 | 0 | 0 | 0 | 0 | 0 | 0 | 0 | 0 | 0 | 0 | 0 | 0 | 0 | 0 | 0 | 0 | 0 | 0 | 0 | 0 | 0 | 0 | 0 | 0 | 0 | 0 | 0 | 0 | 0 | 0 | 0 | 0 | 0 | 0 | 0 | 0 | 0 | 0 | 0 | 0 | 0 | 0 | 0 | 0 | 0 | 0 | 0 | 0 | 0 | 0 | 0 | 0 | 0 | 0 | 0 | 0 | 0 | 0 | 0 | 0 | 0 | 0 | 0 | 0 | 0 | 0 | 0 | 0 | 0 | 0 | 0 | 0 | 0 | 0
[19 empty] | Customer willingness to pay | Input | £000s | 0 | 0 | 0 | 0 | 0 | 0 | 0 | 0 | 0 | 0 | 0 | 0 | 0 | 0 | 0 | 0 | 0 | 0 | 0 | 0 | 0 | 0 | 0 | 0 | 0 | 0 | 0 | 0 | 0 | 0 | 0 | 0 | 0 | 0 | 0 | 0 | 0 | 0 | 0 | 0 | 0 | 0 | 0 | 0 | 0 | 0 | 0 | 0 | 0 | 0 | 0 | 0 | 0 | 0 | 0 | 0 | 0 | 0 | 0 | 0 | 0 | 0 | 0 | 0 | 0 | 0 | 0 | 0 | 0 | 0 | 0 | 0 | 0 | 0 | 0 | 0 | 0 | 0 | 0 | 0 | 0 | 0 | 0 | 0 | 0 | 0 | 0 | 0 | 0 | 0 | 0 | 0 | 0 | 0 | 0 | 0 | 0 | 0 | 0 | 0 | 0 | 0 | 0 | 0
[19 empty] | Total | Sum of above (excl WAFU) | £000s | 1.0174 | 0.78103 | 0.57067 | 0.36031 | 0.14996 | -0.84151 | -0.63115 | -0.42079 | -0.21044 | -8.0959e-05 | -8.0959e-05 | -8.0959e-05 | -8.0959e-05 | -8.0959e-05 | -8.0959e-05 | -8.0959e-05 | -8.0959e-05 | -8.0959e-05 | -8.0959e-05 | -8.0959e-05 | -8.0959e-05 | -8.0959e-05 | -8.0959e-05 | -8.0959e-05 | -8.0959e-05 | -8.0959e-05 | -8.0959e-05 | -8.0959e-05 | -8.0959e-05 | -8.0959e-05 | -8.0959e-05 | -8.0959e-05 | -8.0959e-05 | -8.0959e-05 | -8.0959e-05 | -8.0959e-05 | -8.0959e-05 | -8.0959e-05 | -8.0959e-05 | -8.0959e-05 | -8.0959e-05 | -8.0959e-05 | -8.0959e-05 | -8.0959e-05 | -8.0959e-05 | -8.0959e-05 | -8.0959e-05 | -8.0959e-05 | -8.0959e-05 | -8.0959e-05 | -8.0959e-05 | -8.0959e-05 | -8.0959e-05 | -8.0959e-05 | -8.0959e-05 | -8.0959e-05 | -8.0959e-05 | -8.0959e-05 | -8.0959e-05 | -8.0959e-05 | -8.0959e-05 | -8.0959e-05 | -8.0959e-05 | -8.0959e-05 | -8.0959e-05 | -8.0959e-05 | -8.0959e-05 | -8.0959e-05 | -8.0959e-05 | -8.0959e-05 | -8.0959e-05 | -8.0959e-05 | -8.0959e-05 | -8.0959e-05 | -8.0959e-05 | -8.0959e-05 | -8.0959e-05 | -8.0959e-05 | -8.0959e-05 | -8.0959e-05 | 0 | 0 | 0 | 0 | 0 | 0 | 0 | 0 | 0 | 0 | 0 | 0 | 0 | 0 | 0 | 0 | 0 | 0 | 0 | 0 | 0 | 0 | 0 | 0
61.2a | Options to change volume delivered to unmeasured non households | [20 empty] | 0 | 0 | 0 | 0 | 0 | 0 | 0 | 0 | 0 | 0 | 0 | 0 | 0 | 0 | 0 | 0 | 0 | 0 | 0 | 0 | 0 | 0 | 0 | 0 | 0 | 0 | 0 | 0 | 0 | 0 | 0 | 0 | 0 | 0 | 0 | 0 | 0 | 0 | 0 | 0 | 0 | 0 | 0 | 0 | 0 | 0 | 0 | 0 | 0 | 0 | 0 | 0 | 0 | 0 | 0 | 0 | 0 | 0 | 0 | 0 | 0 | 0 | 0 | 0 | 0 | 0 | 0 | 0 | 0 | 0 | 0 | 0 | 0 | 0 | 0 | 0 | 0 | 0 | 0 | 0 | 0 | 0 | 0 | 0 | 0 | 0 | 0 | 0 | 0 | 0 | 0 | 0 | 0 | 0 | 0 | 0 | 0 | 0 | 0 | 0 | 0 | 0 | 0 | 0
61.3a | Options to change volume delivered to measured households | [20 empty] | 0 | 0 | 0 | 0 | 0 | 0 | 0 | 0 | 0 | 0 | 0 | 0 | 0 | 0 | 0 | 0 | 0 | 0 | 0 | 0 | 0 | 0 | 0 | 0 | 0 | 0 | 0 | 0 | 0 | 0 | 0 | 0 | 0 | 0 | 0 | 0 | 0 | 0 | 0 | 0 | 0 | 0 | 0 | 0 | 0 | 0 | 0 | 0 | 0 | 0 | 0 | 0 | 0 | 0 | 0 | 0 | 0 | 0 | 0 | 0 | 0 | 0 | 0 | 0 | 0 | 0 | 0 | 0 | 0 | 0 | 0 | 0 | 0 | 0 | 0 | 0 | 0 | 0 | 0 | 0 | 0 | 0 | 0 | 0 | 0 | 0 | 0 | 0 | 0 | 0 | 0 | 0 | 0 | 0 | 0 | 0 | 0 | 0 | 0 | 0 | 0 | 0 | 0 | 0
58.1x | SESW-TAR-800b: Tariffs (scenario b) | SESW-TAR-800b | Tariffs | Y | 2045 | Capacity | 3.9214 | 36508.9398 | 0 | -3954.2624 | 0 | -2.7257 | 0 | -3956.988 | -10.8309 | -10.8384 |  |  | Gains in WAFU / Savings in demand | Input | Ml/d | 0.95092 | 1.5945 | 2.1904 | 2.7874 | 3.3856 | 3.4124 | 3.4392 | 3.466 | 3.4928 | 3.5195 | 3.5463 | 3.5731 | 3.5999 | 3.6267 | 3.6535 | 3.6803 | 3.7071 | 3.7339 | 3.7607 | 3.7874 | 3.8142 | 3.841 | 3.8678 | 3.8946 | 3.9214 | 3.9214 | 3.9214 | 3.9214 | 3.9214 | 3.9214 | 3.9214 | 3.9214 | 3.9214 | 3.9214 | 3.9214 | 3.9214 | 3.9214 | 3.9214 | 3.9214 | 3.9214 | 3.9214 | 3.9214 | 3.9214 | 3.9214 | 3.9214 | 3.9214 | 3.9214 | 3.9214 | 3.9214 | 3.9214 | 3.9214 | 3.9214 | 3.9214 | 3.9214 | 3.9214 | 3.9214 | 3.9214 | 3.9214 | 3.9214 | 3.9214 | 3.9214 | 3.9214 | 3.9214 | 3.9214 | 3.9214 | 3.9214 | 3.9214 | 3.9214 | 3.9214 | 3.9214 | 3.9214 | 3.9214 | 3.9214 | 3.9214 | 3.9214 | 3.9214 | 3.9214 | 3.9214 | 3.9214 | 3.9214 | 0 | 0 | 0 | 0 | 0 | 0 | 0 | 0 | 0 | 0 | 0 | 0 | 0 | 0 | 0 | 0 | 0 | 0 | 0 | 0 | 0 | 0 | 0 | 0
[19 empty] | Fixed capex | Input | £000s | 0 | 0 | 0 | 0 | 0 | 0 | 0 | 0 | 0 | 0 | 0 | 0 | 0 | 0 | 0 | 0 | 0 | 0 | 0 | 0 | 0 | 0 | 0 | 0 | 0 | 0 | 0 | 0 | 0 | 0 | 0 | 0 | 0 | 0 | 0 | 0 | 0 | 0 | 0 | 0 | 0 | 0 | 0 | 0 | 0 | 0 | 0 | 0 | 0 | 0 | 0 | 0 | 0 | 0 | 0 | 0 | 0 | 0 | 0 | 0 | 0 | 0 | 0 | 0 | 0 | 0 | 0 | 0 | 0 | 0 | 0 | 0 | 0 | 0 | 0 | 0 | 0 | 0 | 0 | 0 | 0 | 0 | 0 | 0 | 0 | 0 | 0 | 0 | 0 | 0 | 0 | 0 | 0 | 0 | 0 | 0 | 0 | 0 | 0 | 0 | 0 | 0 | 0 | 0
[19 empty] | Variable capex | Input | £000s | 0 | 0 | 0 | 0 | 0 | 0 | 0 | 0 | 0 | 0 | 0 | 0 | 0 | 0 | 0 | 0 | 0 | 0 | 0 | 0 | 0 | 0 | 0 | 0 | 0 | 0 | 0 | 0 | 0 | 0 | 0 | 0 | 0 | 0 | 0 | 0 | 0 | 0 | 0 | 0 | 0 | 0 | 0 | 0 | 0 | 0 | 0 | 0 | 0 | 0 | 0 | 0 | 0 | 0 | 0 | 0 | 0 | 0 | 0 | 0 | 0 | 0 | 0 | 0 | 0 | 0 | 0 | 0 | 0 | 0 | 0 | 0 | 0 | 0 | 0 | 0 | 0 | 0 | 0 | 0 | 0 | 0 | 0 | 0 | 0 | 0 | 0 | 0 | 0 | 0 | 0 | 0 | 0 | 0 | 0 | 0 | 0 | 0 | 0 | 0 | 0 | 0 | 0 | 0
[19 empty] | Financing costs | Input | £000s | 0 | 0 | 0 | 0 | 0 | 0 | 0 | 0 | 0 | 0 | 0 | 0 | 0 | 0 | 0 | 0 | 0 | 0 | 0 | 0 | 0 | 0 | 0 | 0 | 0 | 0 | 0 | 0 | 0 | 0 | 0 | 0 | 0 | 0 | 0 | 0 | 0 | 0 | 0 | 0 | 0 | 0 | 0 | 0 | 0 | 0 | 0 | 0 | 0 | 0 | 0 | 0 | 0 | 0 | 0 | 0 | 0 | 0 | 0 | 0 | 0 | 0 | 0 | 0 | 0 | 0 | 0 | 0 | 0 | 0 | 0 | 0 | 0 | 0 | 0 | 0 | 0 | 0 | 0 | 0
[19 empty] | Fixed opex | Input | £000s | 29.9305 | -117.4947 | -161.4018 | -205.3957 | -249.4714 | -251.4455 | -253.4195 | -255.3936 | -257.3677 | -259.3417 | -259.3417 | -263.2898 | -265.2639 | -267.2379 | -269.212 | -271.1861 | -273.1601 | -275.1342 | -277.1082 | -279.0823 | -281.0564 | -283.0304 | -285.0045 | -286.9785 | -288.9526 | 0 | 0 | 0 | 0 | 0 | 0 | 0 | 0 | 0 | 0 | 0 | 0 | 0 | 0 | 0 | 0 | 0 | 0 | 0 | 0 | 0 | 0 | 0 | 0 | 0 | 0 | 0 | 0 | 0 | 0 | 0 | 0 | 0 | 0 | 0 | 0 | 0 | 0 | 0 | 0 | 0 | 0 | 0 | 0 | 0 | 0 | 0 | 0 | 0 | 0 | 0 | 0 | 0 | 0 | 0 | 0 | 0 | 0 | 0 | 0 | 0 | 0 | 0 | 0 | 0 | 0 | 0 | 0 | 0 | 0 | 0 | 0 | 0 | 0 | 0 | 0 | 0 | 0 | 0
[19 empty] | Variable opex | Input | £000s | 0 | 0 | 0 | 0 | 0 | 0 | 0 | 0 | 0 | 0 | 0 | 0 | 0 | 0 | 0 | 0 | 0 | 0 | 0 | 0 | 0 | 0 | 0 | 0 | 0 | 0 | 0 | 0 | 0 | 0 | 0 | 0 | 0 | 0 | 0 | 0 | 0 | 0 | 0 | 0 | 0 | 0 | 0 | 0 | 0 | 0 | 0 | 0 | 0 | 0 | 0 | 0 | 0 | 0 | 0 | 0 | 0 | 0 | 0 | 0 | 0 | 0 | 0 | 0 | 0 | 0 | 0 | 0 | 0 | 0 | 0 | 0 | 0 | 0 | 0 | 0 | 0 | 0 | 0 | 0 | 0 | 0 | 0 | 0 | 0 | 0 | 0 | 0 | 0 | 0 | 0 | 0 | 0 | 0 | 0 | 0 | 0 | 0 | 0 | 0 | 0 | 0 | 0 | 0
[19 empty] | Opex savings | Input | £000s | 0 | 0 | 0 | 0 | 0 | 0 | 0 | 0 | 0 | 0 | 0 | 0 | 0 | 0 | 0 | 0 | 0 | 0 | 0 | 0 | 0 | 0 | 0 | 0 | 0 | 0 | 0 | 0 | 0 | 0 | 0 | 0 | 0 | 0 | 0 | 0 | 0 | 0 | 0 | 0 | 0 | 0 | 0 | 0 | 0 | 0 | 0 | 0 | 0 | 0 | 0 | 0 | 0 | 0 | 0 | 0 | 0 | 0 | 0 | 0 | 0 | 0 | 0 | 0 | 0 | 0 | 0 | 0 | 0 | 0 | 0 | 0 | 0 | 0 | 0 | 0 | 0 | 0 | 0 | 0 | 0 | 0 | 0 | 0 | 0 | 0 | 0 | 0 | 0 | 0 | 0 | 0 | 0 | 0 | 0 | 0 | 0 | 0 | 0 | 0 | 0 | 0 | 0 | 0
[19 empty] | Fixed env & social | Input | £000s | 0 | 0 | 0 | 0 | 0 | 0 | 0 | 0 | 0 | 0 | 0 | 0 | 0 | 0 | 0 | 0 | 0 | 0 | 0 | 0 | 0 | 0 | 0 | 0 | 0 | 0 | 0 | 0 | 0 | 0 | 0 | 0 | 0 | 0 | 0 | 0 | 0 | 0 | 0 | 0 | 0 | 0 | 0 | 0 | 0 | 0 | 0 | 0 | 0 | 0 | 0 | 0 | 0 | 0 | 0 | 0 | 0 | 0 | 0 | 0 | 0 | 0 | 0 | 0 | 0 | 0 | 0 | 0 | 0 | 0 | 0 | 0 | 0 | 0 | 0 | 0 | 0 | 0 | 0 | 0 | 0 | 0 | 0 | 0 | 0 | 0 | 0 | 0 | 0 | 0 | 0 | 0 | 0 | 0 | 0 | 0 | 0 | 0 | 0 | 0 | 0 | 0 | 0 | 0
[19 empty] | Variable env & social | Input | £000s | 0 | 0 | 0 | 0 | 0 | 0 | 0 | 0 | 0 | 0 | 0 | 0 | 0 | 0 | 0 | 0 | 0 | 0 | 0 | 0 | 0 | 0 | 0 | 0 | 0 | 0 | 0 | 0 | 0 | 0 | 0 | 0 | 0 | 0 | 0 | 0 | 0 | 0 | 0 | 0 | 0 | 0 | 0 | 0 | 0 | 0 | 0 | 0 | 0 | 0 | 0 | 0 | 0 | 0 | 0 | 0 | 0 | 0 | 0 | 0 | 0 | 0 | 0 | 0 | 0 | 0 | 0 | 0 | 0 | 0 | 0 | 0 | 0 | 0 | 0 | 0 | 0 | 0 | 0 | 0 | 0 | 0 | 0 | 0 | 0 | 0 | 0 | 0 | 0 | 0 | 0 | 0 | 0 | 0 | 0 | 0 | 0 | 0 | 0 | 0 | 0 | 0 | 0 | 0
[19 empty] | Fixed carbon costs | Input | £000s | -0.095537 | -0.095537 | -0.095537 | -0.095537 | -0.095537 | -0.095537 | -0.095537 | -0.095537 | -0.095537 | -0.095537 | -0.095537 | -0.095537 | -0.095537 | -0.095537 | -0.095537 | -0.095537 | -0.095537 | -0.095537 | -0.095537 | -0.095537 | -0.095537 | -0.095537 | -0.095537 | -0.095537 | -0.095537 | -0.095537 | -0.095537 | -0.095537 | -0.095537 | -0.095537 | -0.095537 | -0.095537 | -0.095537 | -0.095537 | -0.095537 | -0.095537 | -0.095537 | -0.095537 | -0.095537 | -0.095537 | -0.095537 | -0.095537 | -0.095537 | -0.095537 | -0.095537 | -0.095537 | -0.095537 | -0.095537 | -0.095537 | -0.095537 | -0.095537 | -0.095537 | -0.095537 | -0.095537 | -0.095537 | -0.095537 | -0.095537 | -0.095537 | -0.095537 | -0.095537 | -0.095537 | -0.095537 | -0.095537 | -0.095537 | -0.095537 | -0.095537 | -0.095537 | -0.095537 | -0.095537 | -0.095537 | -0.095537 | -0.095537 | -0.095537 | -0.095537 | -0.095537 | -0.095537 | -0.095537 | -0.095537 | -0.095537 | -0.095537 | 0 | 0 | 0 | 0 | 0 | 0 | 0 | 0 | 0 | 0 | 0 | 0 | 0 | 0 | 0 | 0 | 0 | 0 | 0 | 0 | 0 | 0 | 0 | 0
[19 empty] | Variable carbon costs | Input | £000s | 0 | 0 | 0 | 0 | 0 | 0 | 0 | 0 | 0 | 0 | 0 | 0 | 0 | 0 | 0 | 0 | 0 | 0 | 0 | 0 | 0 | 0 | 0 | 0 | 0 | 0 | 0 | 0 | 0 | 0 | 0 | 0 | 0 | 0 | 0 | 0 | 0 | 0 | 0 | 0 | 0 | 0 | 0 | 0 | 0 | 0 | 0 | 0 | 0 | 0 | 0 | 0 | 0 | 0 | 0 | 0 | 0 | 0 | 0 | 0 | 0 | 0 | 0 | 0 | 0 | 0 | 0 | 0 | 0 | 0 | 0 | 0 | 0 | 0 | 0 | 0 | 0 | 0 | 0 | 0 | 0 | 0 | 0 | 0 | 0 | 0 | 0 | 0 | 0 | 0 | 0 | 0 | 0 | 0 | 0 | 0 | 0 | 0 | 0 | 0 | 0 | 0 | 0 | 0
[19 empty] | Customer willingness to pay | Input | £000s | 0 | 0 | 0 | 0 | 0 | 0 | 0 | 0 | 0 | 0 | 0 | 0 | 0 | 0 | 0 | 0 | 0 | 0 | 0 | 0 | 0 | 0 | 0 | 0 | 0 | 0 | 0 | 0 | 0 | 0 | 0 | 0 | 0 | 0 | 0 | 0 | 0 | 0 | 0 | 0 | 0 | 0 | 0 | 0 | 0 | 0 | 0 | 0 | 0 | 0 | 0 | 0 | 0 | 0 | 0 | 0 | 0 | 0 | 0 | 0 | 0 | 0 | 0 | 0 | 0 | 0 | 0 | 0 | 0 | 0 | 0 | 0 | 0 | 0 | 0 | 0 | 0 | 0 | 0 | 0 | 0 | 0 | 0 | 0 | 0 | 0 | 0 | 0 | 0 | 0 | 0 | 0 | 0 | 0 | 0 | 0 | 0 | 0 | 0 | 0 | 0 | 0 | 0 | 0
[19 empty] | Total | Sum of above (excl WAFU) | £000s | 29.835 | -117.5902 | -161.4973 | -205.4912 | -249.567 | -251.541 | -253.5151 | -255.4891 | -257.4632 | -259.4373 | -259.4373 | -263.3854 | -265.3594 | -267.3335 | -269.3075 | -271.2816 | -273.2557 | -275.2297 | -277.2038 | -279.1778 | -281.1519 | -283.126 | -285.1 | -287.0741 | -289.0481 | -0.095537 | -0.095537 | -0.095537 | -0.095537 | -0.095537 | -0.095537 | -0.095537 | -0.095537 | -0.095537 | -0.095537 | -0.095537 | -0.095537 | -0.095537 | -0.095537 | -0.095537 | -0.095537 | -0.095537 | -0.095537 | -0.095537 | -0.095537 | -0.095537 | -0.095537 | -0.095537 | -0.095537 | -0.095537 | -0.095537 | -0.095537 | -0.095537 | -0.095537 | -0.095537 | -0.095537 | -0.095537 | -0.095537 | -0.095537 | -0.095537 | -0.095537 | -0.095537 | -0.095537 | -0.095537 | -0.095537 | -0.095537 | -0.095537 | -0.095537 | -0.095537 | -0.095537 | -0.095537 | -0.095537 | -0.095537 | -0.095537 | -0.095537 | -0.095537 | -0.095537 | -0.095537 | -0.095537 | -0.095537 | 0 | 0 | 0 | 0 | 0 | 0 | 0 | 0 | 0 | 0 | 0 | 0 | 0 | 0 | 0 | 0 | 0 | 0 | 0 | 0 | 0 | 0 | 0 | 0
58.1x | SESW-WEF-700b-ph2: PR19 Option 1b(phase 2) | SESW-WEF-700b-ph2 | Water Efficiency | Y | 2045 | Capacity | 0.34291 | 3243.066 | 0 | 889.7119 | 0 | 2.0435 | 0 | 891.7554 | 27.4343 | 27.4973 |  |  | Gains in WAFU / Savings in demand | Input | Ml/d | 0 | 0.048987 | 0.14696 | 0.24494 | 0.34291 | 0.34291 | 0.34291 | 0.34291 | 0.34291 | 0.34291 | 0.34291 | 0.34291 | 0.34291 | 0.34291 | 0.34291 | 0.34291 | 0.34291 | 0.34291 | 0.34291 | 0.34291 | 0.34291 | 0.34291 | 0.34291 | 0.34291 | 0.34291 | 0.34291 | 0.34291 | 0.34291 | 0.34291 | 0.34291 | 0.34291 | 0.34291 | 0.34291 | 0.34291 | 0.34291 | 0.34291 | 0.34291 | 0.34291 | 0.34291 | 0.34291 | 0.34291 | 0.34291 | 0.34291 | 0.34291 | 0.34291 | 0.34291 | 0.34291 | 0.34291 | 0.34291 | 0.34291 | 0.34291 | 0.34291 | 0.34291 | 0.34291 | 0.34291 | 0.34291 | 0.34291 | 0.34291 | 0.34291 | 0.34291 | 0.34291 | 0.34291 | 0.34291 | 0.34291 | 0.34291 | 0.34291 | 0.34291 | 0.34291 | 0.34291 | 0.34291 | 0.34291 | 0.34291 | 0.34291 | 0.34291 | 0.34291 | 0.34291 | 0.34291 | 0.34291 | 0.34291 | 0.34291 | 0 | 0 | 0 | 0 | 0 | 0 | 0 | 0 | 0 | 0 | 0 | 0 | 0 | 0 | 0 | 0 | 0 | 0 | 0 | 0 | 0 | 0 | 0 | 0
[19 empty] | Fixed capex | Input | £000s | 0 | 0 | 0 | 0 | 0 | 0 | 0 | 0 | 0 | 0 | 0 | 0 | 0 | 0 | 0 | 0 | 0 | 0 | 0 | 0 | 0 | 0 | 0 | 0 | 0 | 0 | 0 | 0 | 0 | 0 | 0 | 0 | 0 | 0 | 0 | 0 | 0 | 0 | 0 | 0 | 0 | 0 | 0 | 0 | 0 | 0 | 0 | 0 | 0 | 0 | 0 | 0 | 0 | 0 | 0 | 0 | 0 | 0 | 0 | 0 | 0 | 0 | 0 | 0 | 0 | 0 | 0 | 0 | 0 | 0 | 0 | 0 | 0 | 0 | 0 | 0 | 0 | 0 | 0 | 0 | 0 | 0 | 0 | 0 | 0 | 0 | 0 | 0 | 0 | 0 | 0 | 0 | 0 | 0 | 0 | 0 | 0 | 0 | 0 | 0 | 0 | 0 | 0 | 0
[19 empty] | Variable capex | Input | £000s | 0 | 0 | 0 | 0 | 0 | 0 | 0 | 0 | 0 | 0 | 0 | 0 | 0 | 0 | 0 | 0 | 0 | 0 | 0 | 0 | 0 | 0 | 0 | 0 | 0 | 0 | 0 | 0 | 0 | 0 | 0 | 0 | 0 | 0 | 0 | 0 | 0 | 0 | 0 | 0 | 0 | 0 | 0 | 0 | 0 | 0 | 0 | 0 | 0 | 0 | 0 | 0 | 0 | 0 | 0 | 0 | 0 | 0 | 0 | 0 | 0 | 0 | 0 | 0 | 0 | 0 | 0 | 0 | 0 | 0 | 0 | 0 | 0 | 0 | 0 | 0 | 0 | 0 | 0 | 0 | 0 | 0 | 0 | 0 | 0 | 0 | 0 | 0 | 0 | 0 | 0 | 0 | 0 | 0 | 0 | 0 | 0 | 0 | 0 | 0 | 0 | 0 | 0 | 0
[19 empty] | Financing costs | Input | £000s | 0 | 0 | 0 | 0 | 0 | 0 | 0 | 0 | 0 | 0 | 0 | 0 | 0 | 0 | 0 | 0 | 0 | 0 | 0 | 0 | 0 | 0 | 0 | 0 | 0 | 0 | 0 | 0 | 0 | 0 | 0 | 0 | 0 | 0 | 0 | 0 | 0 | 0 | 0 | 0 | 0 | 0 | 0 | 0 | 0 | 0 | 0 | 0 | 0 | 0 | 0 | 0 | 0 | 0 | 0 | 0 | 0 | 0 | 0 | 0 | 0 | 0 | 0 | 0 | 0 | 0 | 0 | 0 | 0 | 0 | 0 | 0 | 0 | 0 | 0 | 0 | 0 | 0 | 0 | 0
[19 empty] | Fixed opex | Input | £000s | 0 | 36.6643 | 69.7189 | 62.4995 | 55.2801 | 55.2801 | 55.2801 | 55.2801 | 55.2801 | 55.2801 | 55.2801 | 55.2801 | 55.2801 | 55.2801 | 55.2801 | 55.2801 | 55.2801 | 55.2801 | 55.2801 | 55.2801 | 55.2801 | 55.2801 | 55.2801 | 55.2801 | 55.2801 | 0 | 0 | 0 | 0 | 0 | 0 | 0 | 0 | 0 | 0 | 0 | 0 | 0 | 0 | 0 | 0 | 0 | 0 | 0 | 0 | 0 | 0 | 0 | 0 | 0 | 0 | 0 | 0 | 0 | 0 | 0 | 0 | 0 | 0 | 0 | 0 | 0 | 0 | 0 | 0 | 0 | 0 | 0 | 0 | 0 | 0 | 0 | 0 | 0 | 0 | 0 | 0 | 0 | 0 | 0 | 0 | 0 | 0 | 0 | 0 | 0 | 0 | 0 | 0 | 0 | 0 | 0 | 0 | 0 | 0 | 0 | 0 | 0 | 0 | 0 | 0 | 0 | 0 | 0
[19 empty] | Variable opex | Input | £000s | 0 | 0 | 0 | 0 | 0 | 0 | 0 | 0 | 0 | 0 | 0 | 0 | 0 | 0 | 0 | 0 | 0 | 0 | 0 | 0 | 0 | 0 | 0 | 0 | 0 | 0 | 0 | 0 | 0 | 0 | 0 | 0 | 0 | 0 | 0 | 0 | 0 | 0 | 0 | 0 | 0 | 0 | 0 | 0 | 0 | 0 | 0 | 0 | 0 | 0 | 0 | 0 | 0 | 0 | 0 | 0 | 0 | 0 | 0 | 0 | 0 | 0 | 0 | 0 | 0 | 0 | 0 | 0 | 0 | 0 | 0 | 0 | 0 | 0 | 0 | 0 | 0 | 0 | 0 | 0 | 0 | 0 | 0 | 0 | 0 | 0 | 0 | 0 | 0 | 0 | 0 | 0 | 0 | 0 | 0 | 0 | 0 | 0 | 0 | 0 | 0 | 0 | 0 | 0
[19 empty] | Opex savings | Input | £000s | 0 | 0 | 0 | 0 | 0 | 0 | 0 | 0 | 0 | 0 | 0 | 0 | 0 | 0 | 0 | 0 | 0 | 0 | 0 | 0 | 0 | 0 | 0 | 0 | 0 | 0 | 0 | 0 | 0 | 0 | 0 | 0 | 0 | 0 | 0 | 0 | 0 | 0 | 0 | 0 | 0 | 0 | 0 | 0 | 0 | 0 | 0 | 0 | 0 | 0 | 0 | 0 | 0 | 0 | 0 | 0 | 0 | 0 | 0 | 0 | 0 | 0 | 0 | 0 | 0 | 0 | 0 | 0 | 0 | 0 | 0 | 0 | 0 | 0 | 0 | 0 | 0 | 0 | 0 | 0 | 0 | 0 | 0 | 0 | 0 | 0 | 0 | 0 | 0 | 0 | 0 | 0 | 0 | 0 | 0 | 0 | 0 | 0 | 0 | 0 | 0 | 0 | 0 | 0
[19 empty] | Fixed env & social | Input | £000s | 0 | 0 | 0 | 0 | 0 | 0 | 0 | 0 | 0 | 0 | 0 | 0 | 0 | 0 | 0 | 0 | 0 | 0 | 0 | 0 | 0 | 0 | 0 | 0 | 0 | 0 | 0 | 0 | 0 | 0 | 0 | 0 | 0 | 0 | 0 | 0 | 0 | 0 | 0 | 0 | 0 | 0 | 0 | 0 | 0 | 0 | 0 | 0 | 0 | 0 | 0 | 0 | 0 | 0 | 0 | 0 | 0 | 0 | 0 | 0 | 0 | 0 | 0 | 0 | 0 | 0 | 0 | 0 | 0 | 0 | 0 | 0 | 0 | 0 | 0 | 0 | 0 | 0 | 0 | 0 | 0 | 0 | 0 | 0 | 0 | 0 | 0 | 0 | 0 | 0 | 0 | 0 | 0 | 0 | 0 | 0 | 0 | 0 | 0 | 0 | 0 | 0 | 0 | 0
[19 empty] | Variable env & social | Input | £000s | 0 | 0 | 0 | 0 | 0 | 0 | 0 | 0 | 0 | 0 | 0 | 0 | 0 | 0 | 0 | 0 | 0 | 0 | 0 | 0 | 0 | 0 | 0 | 0 | 0 | 0 | 0 | 0 | 0 | 0 | 0 | 0 | 0 | 0 | 0 | 0 | 0 | 0 | 0 | 0 | 0 | 0 | 0 | 0 | 0 | 0 | 0 | 0 | 0 | 0 | 0 | 0 | 0 | 0 | 0 | 0 | 0 | 0 | 0 | 0 | 0 | 0 | 0 | 0 | 0 | 0 | 0 | 0 | 0 | 0 | 0 | 0 | 0 | 0 | 0 | 0 | 0 | 0 | 0 | 0 | 0 | 0 | 0 | 0 | 0 | 0 | 0 | 0 | 0 | 0 | 0 | 0 | 0 | 0 | 0 | 0 | 0 | 0 | 0 | 0 | 0 | 0 | 0 | 0
[19 empty] | Fixed carbon costs | Input | £000s | 2.279 | -0.0085526 | -0.0085526 | -0.0085526 | -0.0085526 | -0.0085526 | -0.0085526 | -0.0085526 | -0.0085526 | -0.0085526 | -0.0085526 | -0.0085526 | -0.0085526 | -0.0085526 | -0.0085526 | -0.0085526 | -0.0085526 | -0.0085526 | -0.0085526 | -0.0085526 | -0.0085526 | -0.0085526 | -0.0085526 | -0.0085526 | -0.0085526 | -0.0085526 | -0.0085526 | -0.0085526 | -0.0085526 | -0.0085526 | -0.0085526 | -0.0085526 | -0.0085526 | -0.0085526 | -0.0085526 | -0.0085526 | -0.0085526 | -0.0085526 | -0.0085526 | -0.0085526 | -0.0085526 | -0.0085526 | -0.0085526 | -0.0085526 | -0.0085526 | -0.0085526 | -0.0085526 | -0.0085526 | -0.0085526 | -0.0085526 | -0.0085526 | -0.0085526 | -0.0085526 | -0.0085526 | -0.0085526 | -0.0085526 | -0.0085526 | -0.0085526 | -0.0085526 | -0.0085526 | -0.0085526 | -0.0085526 | -0.0085526 | -0.0085526 | -0.0085526 | -0.0085526 | -0.0085526 | -0.0085526 | -0.0085526 | -0.0085526 | -0.0085526 | -0.0085526 | -0.0085526 | -0.0085526 | -0.0085526 | -0.0085526 | -0.0085526 | -0.0085526 | -0.0085526 | -0.0085526 | 0 | 0 | 0 | 0 | 0 | 0 | 0 | 0 | 0 | 0 | 0 | 0 | 0 | 0 | 0 | 0 | 0 | 0 | 0 | 0 | 0 | 0 | 0 | 0
[19 empty] | Variable carbon costs | Input | £000s | 0 | 0 | 0 | 0 | 0 | 0 | 0 | 0 | 0 | 0 | 0 | 0 | 0 | 0 | 0 | 0 | 0 | 0 | 0 | 0 | 0 | 0 | 0 | 0 | 0 | 0 | 0 | 0 | 0 | 0 | 0 | 0 | 0 | 0 | 0 | 0 | 0 | 0 | 0 | 0 | 0 | 0 | 0 | 0 | 0 | 0 | 0 | 0 | 0 | 0 | 0 | 0 | 0 | 0 | 0 | 0 | 0 | 0 | 0 | 0 | 0 | 0 | 0 | 0 | 0 | 0 | 0 | 0 | 0 | 0 | 0 | 0 | 0 | 0 | 0 | 0 | 0 | 0 | 0 | 0 | 0 | 0 | 0 | 0 | 0 | 0 | 0 | 0 | 0 | 0 | 0 | 0 | 0 | 0 | 0 | 0 | 0 | 0 | 0 | 0 | 0 | 0 | 0 | 0
[19 empty] | Customer willingness to pay | Input | £000s | 0 | 0 | 0 | 0 | 0 | 0 | 0 | 0 | 0 | 0 | 0 | 0 | 0 | 0 | 0 | 0 | 0 | 0 | 0 | 0 | 0 | 0 | 0 | 0 | 0 | 0 | 0 | 0 | 0 | 0 | 0 | 0 | 0 | 0 | 0 | 0 | 0 | 0 | 0 | 0 | 0 | 0 | 0 | 0 | 0 | 0 | 0 | 0 | 0 | 0 | 0 | 0 | 0 | 0 | 0 | 0 | 0 | 0 | 0 | 0 | 0 | 0 | 0 | 0 | 0 | 0 | 0 | 0 | 0 | 0 | 0 | 0 | 0 | 0 | 0 | 0 | 0 | 0 | 0 | 0 | 0 | 0 | 0 | 0 | 0 | 0 | 0 | 0 | 0 | 0 | 0 | 0 | 0 | 0 | 0 | 0 | 0 | 0 | 0 | 0 | 0 | 0 | 0 | 0
[19 empty] | Total | Sum of above (excl WAFU) | £000s | 2.279 | 36.6557 | 69.7103 | 62.4909 | 55.2715 | 55.2715 | 55.2715 | 55.2715 | 55.2715 | 55.2715 | 55.2715 | 55.2715 | 55.2715 | 55.2715 | 55.2715 | 55.2715 | 55.2715 | 55.2715 | 55.2715 | 55.2715 | 55.2715 | 55.2715 | 55.2715 | 55.2715 | 55.2715 | -0.0085526 | -0.0085526 | -0.0085526 | -0.0085526 | -0.0085526 | -0.0085526 | -0.0085526 | -0.0085526 | -0.0085526 | -0.0085526 | -0.0085526 | -0.0085526 | -0.0085526 | -0.0085526 | -0.0085526 | -0.0085526 | -0.0085526 | -0.0085526 | -0.0085526 | -0.0085526 | -0.0085526 | -0.0085526 | -0.0085526 | -0.0085526 | -0.0085526 | -0.0085526 | -0.0085526 | -0.0085526 | -0.0085526 | -0.0085526 | -0.0085526 | -0.0085526 | -0.0085526 | -0.0085526 | -0.0085526 | -0.0085526 | -0.0085526 | -0.0085526 | -0.0085526 | -0.0085526 | -0.0085526 | -0.0085526 | -0.0085526 | -0.0085526 | -0.0085526 | -0.0085526 | -0.0085526 | -0.0085526 | -0.0085526 | -0.0085526 | -0.0085526 | -0.0085526 | -0.0085526 | -0.0085526 | -0.0085526 | 0 | 0 | 0 | 0 | 0 | 0 | 0 | 0 | 0 | 0 | 0 | 0 | 0 | 0 | 0 | 0 | 0 | 0 | 0 | 0 | 0 | 0 | 0 | 0
58.1x | SESW-WEF-700b-ph1: PR19 Option 1b (phase 1) | SESW-WEF-700b-ph1 | Water Efficiency | Y | 2020 | Capacity | 7.838 | 49034.2499 | 0 | 5670.3582 | 0 | 4.1994 | 0 | 5674.5576 | 11.5641 | 11.5726 |  |  | Gains in WAFU / Savings in demand | Input | Ml/d | 0.097975 | 0.19595 | 0.29392 | 0.3919 | 0.48988 | 0.83279 | 1.1757 | 1.5186 | 1.8615 | 2.2044 | 2.4494 | 2.6943 | 2.9392 | 3.1842 | 3.4291 | 3.723 | 4.017 | 4.3109 | 4.6048 | 4.8988 | 5.4866 | 6.0745 | 6.6623 | 7.2502 | 7.838 | 7.838 | 7.838 | 7.838 | 7.838 | 7.838 | 7.838 | 7.838 | 7.838 | 7.838 | 7.838 | 7.838 | 7.838 | 7.838 | 7.838 | 7.838 | 7.838 | 7.838 | 7.838 | 7.838 | 7.838 | 7.838 | 7.838 | 7.838 | 7.838 | 7.838 | 7.838 | 7.838 | 7.838 | 7.838 | 7.838 | 7.838 | 7.838 | 7.838 | 7.838 | 7.838 | 7.838 | 7.838 | 7.838 | 7.838 | 7.838 | 7.838 | 7.838 | 7.838 | 7.838 | 7.838 | 7.838 | 7.838 | 7.838 | 7.838 | 7.838 | 7.838 | 7.838 | 7.838 | 7.838 | 7.838 | 0 | 0 | 0 | 0 | 0 | 0 | 0 | 0 | 0 | 0 | 0 | 0 | 0 | 0 | 0 | 0 | 0 | 0 | 0 | 0 | 0 | 0 | 0 | 0
[19 empty] | Fixed capex | Input | £000s | 0 | 0 | 0 | 0 | 0 | 0 | 0 | 0 | 0 | 0 | 0 | 0 | 0 | 0 | 0 | 0 | 0 | 0 | 0 | 0 | 0 | 0 | 0 | 0 | 0 | 0 | 0 | 0 | 0 | 0 | 0 | 0 | 0 | 0 | 0 | 0 | 0 | 0 | 0 | 0 | 0 | 0 | 0 | 0 | 0 | 0 | 0 | 0 | 0 | 0 | 0 | 0 | 0 | 0 | 0 | 0 | 0 | 0 | 0 | 0 | 0 | 0 | 0 | 0 | 0 | 0 | 0 | 0 | 0 | 0 | 0 | 0 | 0 | 0 | 0 | 0 | 0 | 0 | 0 | 0 | 0 | 0 | 0 | 0 | 0 | 0 | 0 | 0 | 0 | 0 | 0 | 0 | 0 | 0 | 0 | 0 | 0 | 0 | 0 | 0 | 0 | 0 | 0 | 0
[19 empty] | Variable capex | Input | £000s | 0 | 0 | 0 | 0 | 0 | 0 | 0 | 0 | 0 | 0 | 0 | 0 | 0 | 0 | 0 | 0 | 0 | 0 | 0 | 0 | 0 | 0 | 0 | 0 | 0 | 0 | 0 | 0 | 0 | 0 | 0 | 0 | 0 | 0 | 0 | 0 | 0 | 0 | 0 | 0 | 0 | 0 | 0 | 0 | 0 | 0 | 0 | 0 | 0 | 0 | 0 | 0 | 0 | 0 | 0 | 0 | 0 | 0 | 0 | 0 | 0 | 0 | 0 | 0 | 0 | 0 | 0 | 0 | 0 | 0 | 0 | 0 | 0 | 0 | 0 | 0 | 0 | 0 | 0 | 0 | 0 | 0 | 0 | 0 | 0 | 0 | 0 | 0 | 0 | 0 | 0 | 0 | 0 | 0 | 0 | 0 | 0 | 0 | 0 | 0 | 0 | 0 | 0 | 0
[19 empty] | Financing costs | Input | £000s | 0 | 0 | 0 | 0 | 0 | 0 | 0 | 0 | 0 | 0 | 0 | 0 | 0 | 0 | 0 | 0 | 0 | 0 | 0 | 0 | 0 | 0 | 0 | 0 | 0 | 0 | 0 | 0 | 0 | 0 | 0 | 0 | 0 | 0 | 0 | 0 | 0 | 0 | 0 | 0 | 0 | 0 | 0 | 0 | 0 | 0 | 0 | 0 | 0 | 0 | 0 | 0 | 0 | 0 | 0 | 0 | 0 | 0 | 0 | 0 | 0 | 0 | 0 | 0 | 0 | 0 | 0 | 0 | 0 | 0 | 0 | 0 | 0 | 0 | 0 | 0 | 0 | 0 | 0 | 0
[19 empty] | Fixed opex | Input | £000s | 73.3286 | 66.1092 | 58.8898 | 51.6704 | 44.451 | 301.1011 | 275.8331 | 250.5652 | 225.2973 | 200.0294 | 383.3509 | 365.3024 | 347.2538 | 329.2053 | 311.1568 | 531.1426 | 509.4844 | 487.8262 | 466.1679 | 444.5097 | 884.4813 | 841.1649 | 797.8484 | 754.532 | 711.2156 | 0 | 0 | 0 | 0 | 0 | 0 | 0 | 0 | 0 | 0 | 0 | 0 | 0 | 0 | 0 | 0 | 0 | 0 | 0 | 0 | 0 | 0 | 0 | 0 | 0 | 0 | 0 | 0 | 0 | 0 | 0 | 0 | 0 | 0 | 0 | 0 | 0 | 0 | 0 | 0 | 0 | 0 | 0 | 0 | 0 | 0 | 0 | 0 | 0 | 0 | 0 | 0 | 0 | 0 | 0 | 0 | 0 | 0 | 0 | 0 | 0 | 0 | 0 | 0 | 0 | 0 | 0 | 0 | 0 | 0 | 0 | 0 | 0 | 0 | 0 | 0 | 0 | 0 | 0
[19 empty] | Variable opex | Input | £000s | 0 | 0 | 0 | 0 | 0 | 0 | 0 | 0 | 0 | 0 | 0 | 0 | 0 | 0 | 0 | 0 | 0 | 0 | 0 | 0 | 0 | 0 | 0 | 0 | 0 | 0 | 0 | 0 | 0 | 0 | 0 | 0 | 0 | 0 | 0 | 0 | 0 | 0 | 0 | 0 | 0 | 0 | 0 | 0 | 0 | 0 | 0 | 0 | 0 | 0 | 0 | 0 | 0 | 0 | 0 | 0 | 0 | 0 | 0 | 0 | 0 | 0 | 0 | 0 | 0 | 0 | 0 | 0 | 0 | 0 | 0 | 0 | 0 | 0 | 0 | 0 | 0 | 0 | 0 | 0 | 0 | 0 | 0 | 0 | 0 | 0 | 0 | 0 | 0 | 0 | 0 | 0 | 0 | 0 | 0 | 0 | 0 | 0 | 0 | 0 | 0 | 0 | 0 | 0
[19 empty] | Opex savings | Input | £000s | 0 | 0 | 0 | 0 | 0 | 0 | 0 | 0 | 0 | 0 | 0 | 0 | 0 | 0 | 0 | 0 | 0 | 0 | 0 | 0 | 0 | 0 | 0 | 0 | 0 | 0 | 0 | 0 | 0 | 0 | 0 | 0 | 0 | 0 | 0 | 0 | 0 | 0 | 0 | 0 | 0 | 0 | 0 | 0 | 0 | 0 | 0 | 0 | 0 | 0 | 0 | 0 | 0 | 0 | 0 | 0 | 0 | 0 | 0 | 0 | 0 | 0 | 0 | 0 | 0 | 0 | 0 | 0 | 0 | 0 | 0 | 0 | 0 | 0 | 0 | 0 | 0 | 0 | 0 | 0 | 0 | 0 | 0 | 0 | 0 | 0 | 0 | 0 | 0 | 0 | 0 | 0 | 0 | 0 | 0 | 0 | 0 | 0 | 0 | 0 | 0 | 0 | 0 | 0
[19 empty] | Fixed env & social | Input | £000s | 0 | 0 | 0 | 0 | 0 | 0 | 0 | 0 | 0 | 0 | 0 | 0 | 0 | 0 | 0 | 0 | 0 | 0 | 0 | 0 | 0 | 0 | 0 | 0 | 0 | 0 | 0 | 0 | 0 | 0 | 0 | 0 | 0 | 0 | 0 | 0 | 0 | 0 | 0 | 0 | 0 | 0 | 0 | 0 | 0 | 0 | 0 | 0 | 0 | 0 | 0 | 0 | 0 | 0 | 0 | 0 | 0 | 0 | 0 | 0 | 0 | 0 | 0 | 0 | 0 | 0 | 0 | 0 | 0 | 0 | 0 | 0 | 0 | 0 | 0 | 0 | 0 | 0 | 0 | 0 | 0 | 0 | 0 | 0 | 0 | 0 | 0 | 0 | 0 | 0 | 0 | 0 | 0 | 0 | 0 | 0 | 0 | 0 | 0 | 0 | 0 | 0 | 0 | 0
[19 empty] | Variable env & social | Input | £000s | 0 | 0 | 0 | 0 | 0 | 0 | 0 | 0 | 0 | 0 | 0 | 0 | 0 | 0 | 0 | 0 | 0 | 0 | 0 | 0 | 0 | 0 | 0 | 0 | 0 | 0 | 0 | 0 | 0 | 0 | 0 | 0 | 0 | 0 | 0 | 0 | 0 | 0 | 0 | 0 | 0 | 0 | 0 | 0 | 0 | 0 | 0 | 0 | 0 | 0 | 0 | 0 | 0 | 0 | 0 | 0 | 0 | 0 | 0 | 0 | 0 | 0 | 0 | 0 | 0 | 0 | 0 | 0 | 0 | 0 | 0 | 0 | 0 | 0 | 0 | 0 | 0 | 0 | 0 | 0 | 0 | 0 | 0 | 0 | 0 | 0 | 0 | 0 | 0 | 0 | 0 | 0 | 0 | 0 | 0 | 0 | 0 | 0 | 0 | 0 | 0 | 0 | 0 | 0
[19 empty] | Fixed carbon costs | Input | £000s | 6.6219 | -0.087997 | -0.087997 | -0.087997 | -0.087997 | -0.087997 | -0.087997 | -0.087997 | -0.087997 | -0.087997 | -0.087997 | -0.087997 | -0.087997 | -0.087997 | -0.087997 | -0.087997 | -0.087997 | -0.087997 | -0.087997 | -0.087997 | -0.087997 | -0.087997 | -0.087997 | -0.087997 | -0.087997 | -0.087997 | -0.087997 | -0.087997 | -0.087997 | -0.087997 | -0.087997 | -0.087997 | -0.087997 | -0.087997 | -0.087997 | -0.087997 | -0.087997 | -0.087997 | -0.087997 | -0.087997 | -0.087997 | -0.087997 | -0.087997 | -0.087997 | -0.087997 | -0.087997 | -0.087997 | -0.087997 | -0.087997 | -0.087997 | -0.087997 | -0.087997 | -0.087997 | -0.087997 | -0.087997 | -0.087997 | -0.087997 | -0.087997 | -0.087997 | -0.087997 | -0.087997 | -0.087997 | -0.087997 | -0.087997 | -0.087997 | -0.087997 | -0.087997 | -0.087997 | -0.087997 | -0.087997 | -0.087997 | -0.087997 | -0.087997 | -0.087997 | -0.087997 | -0.087997 | -0.087997 | -0.087997 | -0.087997 | -0.087997 | 0 | 0 | 0 | 0 | 0 | 0 | 0 | 0 | 0 | 0 | 0 | 0 | 0 | 0 | 0 | 0 | 0 | 0 | 0 | 0 | 0 | 0 | 0 | 0
[19 empty] | Variable carbon costs | Input | £000s | 0 | 0 | 0 | 0 | 0 | 0 | 0 | 0 | 0 | 0 | 0 | 0 | 0 | 0 | 0 | 0 | 0 | 0 | 0 | 0 | 0 | 0 | 0 | 0 | 0 | 0 | 0 | 0 | 0 | 0 | 0 | 0 | 0 | 0 | 0 | 0 | 0 | 0 | 0 | 0 | 0 | 0 | 0 | 0 | 0 | 0 | 0 | 0 | 0 | 0 | 0 | 0 | 0 | 0 | 0 | 0 | 0 | 0 | 0 | 0 | 0 | 0 | 0 | 0 | 0 | 0 | 0 | 0 | 0 | 0 | 0 | 0 | 0 | 0 | 0 | 0 | 0 | 0 | 0 | 0 | 0 | 0 | 0 | 0 | 0 | 0 | 0 | 0 | 0 | 0 | 0 | 0 | 0 | 0 | 0 | 0 | 0 | 0 | 0 | 0 | 0 | 0 | 0 | 0
[19 empty] | Customer willingness to pay | Input | £000s | 0 | 0 | 0 | 0 | 0 | 0 | 0 | 0 | 0 | 0 | 0 | 0 | 0 | 0 | 0 | 0 | 0 | 0 | 0 | 0 | 0 | 0 | 0 | 0 | 0 | 0 | 0 | 0 | 0 | 0 | 0 | 0 | 0 | 0 | 0 | 0 | 0 | 0 | 0 | 0 | 0 | 0 | 0 | 0 | 0 | 0 | 0 | 0 | 0 | 0 | 0 | 0 | 0 | 0 | 0 | 0 | 0 | 0 | 0 | 0 | 0 | 0 | 0 | 0 | 0 | 0 | 0 | 0 | 0 | 0 | 0 | 0 | 0 | 0 | 0 | 0 | 0 | 0 | 0 | 0 | 0 | 0 | 0 | 0 | 0 | 0 | 0 | 0 | 0 | 0 | 0 | 0 | 0 | 0 | 0 | 0 | 0 | 0 | 0 | 0 | 0 | 0 | 0 | 0
[19 empty] | Total | Sum of above (excl WAFU) | £000s | 79.9505 | 66.0212 | 58.8018 | 51.5824 | 44.363 | 301.0131 | 275.7451 | 250.4772 | 225.2093 | 199.9414 | 383.2629 | 365.2144 | 347.1658 | 329.1173 | 311.0688 | 531.0546 | 509.3964 | 487.7382 | 466.0799 | 444.4217 | 884.3933 | 841.0769 | 797.7604 | 754.444 | 711.1276 | -0.087997 | -0.087997 | -0.087997 | -0.087997 | -0.087997 | -0.087997 | -0.087997 | -0.087997 | -0.087997 | -0.087997 | -0.087997 | -0.087997 | -0.087997 | -0.087997 | -0.087997 | -0.087997 | -0.087997 | -0.087997 | -0.087997 | -0.087997 | -0.087997 | -0.087997 | -0.087997 | -0.087997 | -0.087997 | -0.087997 | -0.087997 | -0.087997 | -0.087997 | -0.087997 | -0.087997 | -0.087997 | -0.087997 | -0.087997 | -0.087997 | -0.087997 | -0.087997 | -0.087997 | -0.087997 | -0.087997 | -0.087997 | -0.087997 | -0.087997 | -0.087997 | -0.087997 | -0.087997 | -0.087997 | -0.087997 | -0.087997 | -0.087997 | -0.087997 | -0.087997 | -0.087997 | -0.087997 | -0.087997 | 0 | 0 | 0 | 0 | 0 | 0 | 0 | 0 | 0 | 0 | 0 | 0 | 0 | 0 | 0 | 0 | 0 | 0 | 0 | 0 | 0 | 0 | 0 | 0
58.1x | SESW-TAR-800a: Tariffs (scenario a) | SESW-TAR-800a | Tariffs | N | 2040 | Capacity | 5.9025 | 49601.4237 | 0 | -4924.1053 | 0 | -3.5669 | 0 | -4927.6722 | -9.9273 | -9.9345 |  |  | Gains in WAFU / Savings in demand | Input | Ml/d | 0.19409 | 0.56684 | 1.0263 | 1.58 | 2.1214 | 2.8834 | 3.527 | 4.1228 | 4.7199 | 5.318 | 5.318 | 5.3598 | 5.4015 | 5.4433 | 5.485 | 5.5268 | 5.5685 | 5.6103 | 5.652 | 5.6938 | 5.7355 | 5.7773 | 5.819 | 5.8608 | 5.9025 | 5.9025 | 5.9025 | 5.9025 | 5.9025 | 5.9025 | 5.9025 | 5.9025 | 5.9025 | 5.9025 | 5.9025 | 5.9025 | 5.9025 | 5.9025 | 5.9025 | 5.9025 | 5.9025 | 5.9025 | 5.9025 | 5.9025 | 5.9025 | 5.9025 | 5.9025 | 5.9025 | 5.9025 | 5.9025 | 5.9025 | 5.9025 | 5.9025 | 5.9025 | 5.9025 | 5.9025 | 5.9025 | 5.9025 | 5.9025 | 5.9025 | 5.9025 | 5.9025 | 5.9025 | 5.9025 | 5.9025 | 5.9025 | 5.9025 | 5.9025 | 5.9025 | 5.9025 | 5.9025 | 5.9025 | 5.9025 | 5.9025 | 5.9025 | 5.9025 | 5.9025 | 5.9025 | 5.9025 | 5.9025 | 0 | 0 | 0 | 0 | 0 | 0 | 0 | 0 | 0 | 0 | 0 | 0 | 0 | 0 | 0 | 0 | 0 | 0 | 0 | 0 | 0 | 0 | 0 | 0
[19 empty] | Fixed capex | Input | £000s | 0 | 0 | 0 | 0 | 0 | 0 | 0 | 0 | 0 | 0 | 0 | 0 | 0 | 0 | 0 | 0 | 0 | 0 | 0 | 0 | 0 | 0 | 0 | 0 | 0 | 0 | 0 | 0 | 0 | 0 | 0 | 0 | 0 | 0 | 0 | 0 | 0 | 0 | 0 | 0 | 0 | 0 | 0 | 0 | 0 | 0 | 0 | 0 | 0 | 0 | 0 | 0 | 0 | 0 | 0 | 0 | 0 | 0 | 0 | 0 | 0 | 0 | 0 | 0 | 0 | 0 | 0 | 0 | 0 | 0 | 0 | 0 | 0 | 0 | 0 | 0 | 0 | 0 | 0 | 0 | 0 | 0 | 0 | 0 | 0 | 0 | 0 | 0 | 0 | 0 | 0 | 0 | 0 | 0 | 0 | 0 | 0 | 0 | 0 | 0 | 0 | 0 | 0 | 0
[19 empty] | Variable capex | Input | £000s | 0 | 0 | 0 | 0 | 0 | 0 | 0 | 0 | 0 | 0 | 0 | 0 | 0 | 0 | 0 | 0 | 0 | 0 | 0 | 0 | 0 | 0 | 0 | 0 | 0 | 0 | 0 | 0 | 0 | 0 | 0 | 0 | 0 | 0 | 0 | 0 | 0 | 0 | 0 | 0 | 0 | 0 | 0 | 0 | 0 | 0 | 0 | 0 | 0 | 0 | 0 | 0 | 0 | 0 | 0 | 0 | 0 | 0 | 0 | 0 | 0 | 0 | 0 | 0 | 0 | 0 | 0 | 0 | 0 | 0 | 0 | 0 | 0 | 0 | 0 | 0 | 0 | 0 | 0 | 0 | 0 | 0 | 0 | 0 | 0 | 0 | 0 | 0 | 0 | 0 | 0 | 0 | 0 | 0 | 0 | 0 | 0 | 0 | 0 | 0 | 0 | 0 | 0 | 0
[19 empty] | Financing costs | Input | £000s | 0 | 0 | 0 | 0 | 0 | 0 | 0 | 0 | 0 | 0 | 0 | 0 | 0 | 0 | 0 | 0 | 0 | 0 | 0 | 0 | 0 | 0 | 0 | 0 | 0 | 0 | 0 | 0 | 0 | 0 | 0 | 0 | 0 | 0 | 0 | 0 | 0 | 0 | 0 | 0 | 0 | 0 | 0 | 0 | 0 | 0 | 0 | 0 | 0 | 0 | 0 | 0 | 0 | 0 | 0 | 0 | 0 | 0 | 0 | 0 | 0 | 0 | 0 | 0 | 0 | 0 | 0 | 0 | 0 | 0 | 0 | 0 | 0 | 0 | 0 | 0 | 0 | 0 | 0 | 0
[19 empty] | Fixed opex | Input | £000s | 85.6983 | -41.7679 | -75.6259 | -116.4265 | -156.315 | -212.4632 | -259.8884 | -303.7955 | -347.7894 | -391.8651 | -391.8651 | -394.9416 | -398.0181 | -401.0945 | -404.171 | -407.2475 | -410.3239 | -413.4004 | -416.4769 | -419.5533 | -422.6298 | -425.7063 | -428.7828 | -431.8592 | -434.9357 | 0 | 0 | 0 | 0 | 0 | 0 | 0 | 0 | 0 | 0 | 0 | 0 | 0 | 0 | 0 | 0 | 0 | 0 | 0 | 0 | 0 | 0 | 0 | 0 | 0 | 0 | 0 | 0 | 0 | 0 | 0 | 0 | 0 | 0 | 0 | 0 | 0 | 0 | 0 | 0 | 0 | 0 | 0 | 0 | 0 | 0 | 0 | 0 | 0 | 0 | 0 | 0 | 0 | 0 | 0 | 0 | 0 | 0 | 0 | 0 | 0 | 0 | 0 | 0 | 0 | 0 | 0 | 0 | 0 | 0 | 0 | 0 | 0 | 0 | 0 | 0 | 0 | 0 | 0
[19 empty] | Variable opex | Input | £000s | 0 | 0 | 0 | 0 | 0 | 0 | 0 | 0 | 0 | 0 | 0 | 0 | 0 | 0 | 0 | 0 | 0 | 0 | 0 | 0 | 0 | 0 | 0 | 0 | 0 | 0 | 0 | 0 | 0 | 0 | 0 | 0 | 0 | 0 | 0 | 0 | 0 | 0 | 0 | 0 | 0 | 0 | 0 | 0 | 0 | 0 | 0 | 0 | 0 | 0 | 0 | 0 | 0 | 0 | 0 | 0 | 0 | 0 | 0 | 0 | 0 | 0 | 0 | 0 | 0 | 0 | 0 | 0 | 0 | 0 | 0 | 0 | 0 | 0 | 0 | 0 | 0 | 0 | 0 | 0 | 0 | 0 | 0 | 0 | 0 | 0 | 0 | 0 | 0 | 0 | 0 | 0 | 0 | 0 | 0 | 0 | 0 | 0 | 0 | 0 | 0 | 0 | 0 | 0
[19 empty] | Opex savings | Input | £000s | 0 | 0 | 0 | 0 | 0 | 0 | 0 | 0 | 0 | 0 | 0 | 0 | 0 | 0 | 0 | 0 | 0 | 0 | 0 | 0 | 0 | 0 | 0 | 0 | 0 | 0 | 0 | 0 | 0 | 0 | 0 | 0 | 0 | 0 | 0 | 0 | 0 | 0 | 0 | 0 | 0 | 0 | 0 | 0 | 0 | 0 | 0 | 0 | 0 | 0 | 0 | 0 | 0 | 0 | 0 | 0 | 0 | 0 | 0 | 0 | 0 | 0 | 0 | 0 | 0 | 0 | 0 | 0 | 0 | 0 | 0 | 0 | 0 | 0 | 0 | 0 | 0 | 0 | 0 | 0 | 0 | 0 | 0 | 0 | 0 | 0 | 0 | 0 | 0 | 0 | 0 | 0 | 0 | 0 | 0 | 0 | 0 | 0 | 0 | 0 | 0 | 0 | 0 | 0
[19 empty] | Fixed env & social | Input | £000s | 0 | 0 | 0 | 0 | 0 | 0 | 0 | 0 | 0 | 0 | 0 | 0 | 0 | 0 | 0 | 0 | 0 | 0 | 0 | 0 | 0 | 0 | 0 | 0 | 0 | 0 | 0 | 0 | 0 | 0 | 0 | 0 | 0 | 0 | 0 | 0 | 0 | 0 | 0 | 0 | 0 | 0 | 0 | 0 | 0 | 0 | 0 | 0 | 0 | 0 | 0 | 0 | 0 | 0 | 0 | 0 | 0 | 0 | 0 | 0 | 0 | 0 | 0 | 0 | 0 | 0 | 0 | 0 | 0 | 0 | 0 | 0 | 0 | 0 | 0 | 0 | 0 | 0 | 0 | 0 | 0 | 0 | 0 | 0 | 0 | 0 | 0 | 0 | 0 | 0 | 0 | 0 | 0 | 0 | 0 | 0 | 0 | 0 | 0 | 0 | 0 | 0 | 0 | 0
[19 empty] | Variable env & social | Input | £000s | 0 | 0 | 0 | 0 | 0 | 0 | 0 | 0 | 0 | 0 | 0 | 0 | 0 | 0 | 0 | 0 | 0 | 0 | 0 | 0 | 0 | 0 | 0 | 0 | 0 | 0 | 0 | 0 | 0 | 0 | 0 | 0 | 0 | 0 | 0 | 0 | 0 | 0 | 0 | 0 | 0 | 0 | 0 | 0 | 0 | 0 | 0 | 0 | 0 | 0 | 0 | 0 | 0 | 0 | 0 | 0 | 0 | 0 | 0 | 0 | 0 | 0 | 0 | 0 | 0 | 0 | 0 | 0 | 0 | 0 | 0 | 0 | 0 | 0 | 0 | 0 | 0 | 0 | 0 | 0 | 0 | 0 | 0 | 0 | 0 | 0 | 0 | 0 | 0 | 0 | 0 | 0 | 0 | 0 | 0 | 0 | 0 | 0 | 0 | 0 | 0 | 0 | 0 | 0
[19 empty] | Fixed carbon costs | Input | £000s | -0.12502 | -0.12502 | -0.12502 | -0.12502 | -0.12502 | -0.12502 | -0.12502 | -0.12502 | -0.12502 | -0.12502 | -0.12502 | -0.12502 | -0.12502 | -0.12502 | -0.12502 | -0.12502 | -0.12502 | -0.12502 | -0.12502 | -0.12502 | -0.12502 | -0.12502 | -0.12502 | -0.12502 | -0.12502 | -0.12502 | -0.12502 | -0.12502 | -0.12502 | -0.12502 | -0.12502 | -0.12502 | -0.12502 | -0.12502 | -0.12502 | -0.12502 | -0.12502 | -0.12502 | -0.12502 | -0.12502 | -0.12502 | -0.12502 | -0.12502 | -0.12502 | -0.12502 | -0.12502 | -0.12502 | -0.12502 | -0.12502 | -0.12502 | -0.12502 | -0.12502 | -0.12502 | -0.12502 | -0.12502 | -0.12502 | -0.12502 | -0.12502 | -0.12502 | -0.12502 | -0.12502 | -0.12502 | -0.12502 | -0.12502 | -0.12502 | -0.12502 | -0.12502 | -0.12502 | -0.12502 | -0.12502 | -0.12502 | -0.12502 | -0.12502 | -0.12502 | -0.12502 | -0.12502 | -0.12502 | -0.12502 | -0.12502 | -0.12502 | 0 | 0 | 0 | 0 | 0 | 0 | 0 | 0 | 0 | 0 | 0 | 0 | 0 | 0 | 0 | 0 | 0 | 0 | 0 | 0 | 0 | 0 | 0 | 0
[19 empty] | Variable carbon costs | Input | £000s | 0 | 0 | 0 | 0 | 0 | 0 | 0 | 0 | 0 | 0 | 0 | 0 | 0 | 0 | 0 | 0 | 0 | 0 | 0 | 0 | 0 | 0 | 0 | 0 | 0 | 0 | 0 | 0 | 0 | 0 | 0 | 0 | 0 | 0 | 0 | 0 | 0 | 0 | 0 | 0 | 0 | 0 | 0 | 0 | 0 | 0 | 0 | 0 | 0 | 0 | 0 | 0 | 0 | 0 | 0 | 0 | 0 | 0 | 0 | 0 | 0 | 0 | 0 | 0 | 0 | 0 | 0 | 0 | 0 | 0 | 0 | 0 | 0 | 0 | 0 | 0 | 0 | 0 | 0 | 0 | 0 | 0 | 0 | 0 | 0 | 0 | 0 | 0 | 0 | 0 | 0 | 0 | 0 | 0 | 0 | 0 | 0 | 0 | 0 | 0 | 0 | 0 | 0 | 0
[19 empty] | Customer willingness to pay | Input | £000s | 0 | 0 | 0 | 0 | 0 | 0 | 0 | 0 | 0 | 0 | 0 | 0 | 0 | 0 | 0 | 0 | 0 | 0 | 0 | 0 | 0 | 0 | 0 | 0 | 0 | 0 | 0 | 0 | 0 | 0 | 0 | 0 | 0 | 0 | 0 | 0 | 0 | 0 | 0 | 0 | 0 | 0 | 0 | 0 | 0 | 0 | 0 | 0 | 0 | 0 | 0 | 0 | 0 | 0 | 0 | 0 | 0 | 0 | 0 | 0 | 0 | 0 | 0 | 0 | 0 | 0 | 0 | 0 | 0 | 0 | 0 | 0 | 0 | 0 | 0 | 0 | 0 | 0 | 0 | 0 | 0 | 0 | 0 | 0 | 0 | 0 | 0 | 0 | 0 | 0 | 0 | 0 | 0 | 0 | 0 | 0 | 0 | 0 | 0 | 0 | 0 | 0 | 0 | 0
[19 empty] | Total | Sum of above (excl WAFU) | £000s | 85.5733 | -41.893 | -75.7509 | -116.5515 | -156.44 | -212.5882 | -260.0134 | -303.9205 | -347.9144 | -391.9901 | -391.9901 | -395.0666 | -398.1431 | -401.2196 | -404.296 | -407.3725 | -410.449 | -413.5254 | -416.6019 | -419.6784 | -422.7548 | -425.8313 | -428.9078 | -431.9843 | -435.0607 | -0.12502 | -0.12502 | -0.12502 | -0.12502 | -0.12502 | -0.12502 | -0.12502 | -0.12502 | -0.12502 | -0.12502 | -0.12502 | -0.12502 | -0.12502 | -0.12502 | -0.12502 | -0.12502 | -0.12502 | -0.12502 | -0.12502 | -0.12502 | -0.12502 | -0.12502 | -0.12502 | -0.12502 | -0.12502 | -0.12502 | -0.12502 | -0.12502 | -0.12502 | -0.12502 | -0.12502 | -0.12502 | -0.12502 | -0.12502 | -0.12502 | -0.12502 | -0.12502 | -0.12502 | -0.12502 | -0.12502 | -0.12502 | -0.12502 | -0.12502 | -0.12502 | -0.12502 | -0.12502 | -0.12502 | -0.12502 | -0.12502 | -0.12502 | -0.12502 | -0.12502 | -0.12502 | -0.12502 | -0.12502 | 0 | 0 | 0 | 0 | 0 | 0 | 0 | 0 | 0 | 0 | 0 | 0 | 0 | 0 | 0 | 0 | 0 | 0 | 0 | 0 | 0 | 0 | 0 | 0
58.1x | SESW-WEFF-700a-ph2: PR19 Option 1a (phase 2) | SESW-WEFF-700a-ph2 | Water Efficiency | N | 2045 | Capacity | 0.34291 | 3243.066 | 0 | 889.7119 | 0 | 2.0435 | 0 | 891.7554 | 27.4343 | 27.4973 |  |  | Gains in WAFU / Savings in demand | Input | Ml/d | 0 | 0.048987 | 0.14696 | 0.24494 | 0.34291 | 0.34291 | 0.34291 | 0.34291 | 0.34291 | 0.34291 | 0.34291 | 0.34291 | 0.34291 | 0.34291 | 0.34291 | 0.34291 | 0.34291 | 0.34291 | 0.34291 | 0.34291 | 0.34291 | 0.34291 | 0.34291 | 0.34291 | 0.34291 | 0.34291 | 0.34291 | 0.34291 | 0.34291 | 0.34291 | 0.34291 | 0.34291 | 0.34291 | 0.34291 | 0.34291 | 0.34291 | 0.34291 | 0.34291 | 0.34291 | 0.34291 | 0.34291 | 0.34291 | 0.34291 | 0.34291 | 0.34291 | 0.34291 | 0.34291 | 0.34291 | 0.34291 | 0.34291 | 0.34291 | 0.34291 | 0.34291 | 0.34291 | 0.34291 | 0.34291 | 0.34291 | 0.34291 | 0.34291 | 0.34291 | 0.34291 | 0.34291 | 0.34291 | 0.34291 | 0.34291 | 0.34291 | 0.34291 | 0.34291 | 0.34291 | 0.34291 | 0.34291 | 0.34291 | 0.34291 | 0.34291 | 0.34291 | 0.34291 | 0.34291 | 0.34291 | 0.34291 | 0.34291 | 0 | 0 | 0 | 0 | 0 | 0 | 0 | 0 | 0 | 0 | 0 | 0 | 0 | 0 | 0 | 0 | 0 | 0 | 0 | 0 | 0 | 0 | 0 | 0
[19 empty] | Fixed capex | Input | £000s | 0 | 0 | 0 | 0 | 0 | 0 | 0 | 0 | 0 | 0 | 0 | 0 | 0 | 0 | 0 | 0 | 0 | 0 | 0 | 0 | 0 | 0 | 0 | 0 | 0 | 0 | 0 | 0 | 0 | 0 | 0 | 0 | 0 | 0 | 0 | 0 | 0 | 0 | 0 | 0 | 0 | 0 | 0 | 0 | 0 | 0 | 0 | 0 | 0 | 0 | 0 | 0 | 0 | 0 | 0 | 0 | 0 | 0 | 0 | 0 | 0 | 0 | 0 | 0 | 0 | 0 | 0 | 0 | 0 | 0 | 0 | 0 | 0 | 0 | 0 | 0 | 0 | 0 | 0 | 0 | 0 | 0 | 0 | 0 | 0 | 0 | 0 | 0 | 0 | 0 | 0 | 0 | 0 | 0 | 0 | 0 | 0 | 0 | 0 | 0 | 0 | 0 | 0 | 0
[19 empty] | Variable capex | Input | £000s | 0 | 0 | 0 | 0 | 0 | 0 | 0 | 0 | 0 | 0 | 0 | 0 | 0 | 0 | 0 | 0 | 0 | 0 | 0 | 0 | 0 | 0 | 0 | 0 | 0 | 0 | 0 | 0 | 0 | 0 | 0 | 0 | 0 | 0 | 0 | 0 | 0 | 0 | 0 | 0 | 0 | 0 | 0 | 0 | 0 | 0 | 0 | 0 | 0 | 0 | 0 | 0 | 0 | 0 | 0 | 0 | 0 | 0 | 0 | 0 | 0 | 0 | 0 | 0 | 0 | 0 | 0 | 0 | 0 | 0 | 0 | 0 | 0 | 0 | 0 | 0 | 0 | 0 | 0 | 0 | 0 | 0 | 0 | 0 | 0 | 0 | 0 | 0 | 0 | 0 | 0 | 0 | 0 | 0 | 0 | 0 | 0 | 0 | 0 | 0 | 0 | 0 | 0 | 0
[19 empty] | Financing costs | Input | £000s | 0 | 0 | 0 | 0 | 0 | 0 | 0 | 0 | 0 | 0 | 0 | 0 | 0 | 0 | 0 | 0 | 0 | 0 | 0 | 0 | 0 | 0 | 0 | 0 | 0 | 0 | 0 | 0 | 0 | 0 | 0 | 0 | 0 | 0 | 0 | 0 | 0 | 0 | 0 | 0 | 0 | 0 | 0 | 0 | 0 | 0 | 0 | 0 | 0 | 0 | 0 | 0 | 0 | 0 | 0 | 0 | 0 | 0 | 0 | 0 | 0 | 0 | 0 | 0 | 0 | 0 | 0 | 0 | 0 | 0 | 0 | 0 | 0 | 0 | 0 | 0 | 0 | 0 | 0 | 0
[19 empty] | Fixed opex | Input | £000s | 0 | 36.6643 | 69.7189 | 62.4995 | 55.2801 | 55.2801 | 55.2801 | 55.2801 | 55.2801 | 55.2801 | 55.2801 | 55.2801 | 55.2801 | 55.2801 | 55.2801 | 55.2801 | 55.2801 | 55.2801 | 55.2801 | 55.2801 | 55.2801 | 55.2801 | 55.2801 | 55.2801 | 55.2801 | 0 | 0 | 0 | 0 | 0 | 0 | 0 | 0 | 0 | 0 | 0 | 0 | 0 | 0 | 0 | 0 | 0 | 0 | 0 | 0 | 0 | 0 | 0 | 0 | 0 | 0 | 0 | 0 | 0 | 0 | 0 | 0 | 0 | 0 | 0 | 0 | 0 | 0 | 0 | 0 | 0 | 0 | 0 | 0 | 0 | 0 | 0 | 0 | 0 | 0 | 0 | 0 | 0 | 0 | 0 | 0 | 0 | 0 | 0 | 0 | 0 | 0 | 0 | 0 | 0 | 0 | 0 | 0 | 0 | 0 | 0 | 0 | 0 | 0 | 0 | 0 | 0 | 0 | 0
[19 empty] | Variable opex | Input | £000s | 0 | 0 | 0 | 0 | 0 | 0 | 0 | 0 | 0 | 0 | 0 | 0 | 0 | 0 | 0 | 0 | 0 | 0 | 0 | 0 | 0 | 0 | 0 | 0 | 0 | 0 | 0 | 0 | 0 | 0 | 0 | 0 | 0 | 0 | 0 | 0 | 0 | 0 | 0 | 0 | 0 | 0 | 0 | 0 | 0 | 0 | 0 | 0 | 0 | 0 | 0 | 0 | 0 | 0 | 0 | 0 | 0 | 0 | 0 | 0 | 0 | 0 | 0 | 0 | 0 | 0 | 0 | 0 | 0 | 0 | 0 | 0 | 0 | 0 | 0 | 0 | 0 | 0 | 0 | 0 | 0 | 0 | 0 | 0 | 0 | 0 | 0 | 0 | 0 | 0 | 0 | 0 | 0 | 0 | 0 | 0 | 0 | 0 | 0 | 0 | 0 | 0 | 0 | 0
[19 empty] | Opex savings | Input | £000s | 0 | 0 | 0 | 0 | 0 | 0 | 0 | 0 | 0 | 0 | 0 | 0 | 0 | 0 | 0 | 0 | 0 | 0 | 0 | 0 | 0 | 0 | 0 | 0 | 0 | 0 | 0 | 0 | 0 | 0 | 0 | 0 | 0 | 0 | 0 | 0 | 0 | 0 | 0 | 0 | 0 | 0 | 0 | 0 | 0 | 0 | 0 | 0 | 0 | 0 | 0 | 0 | 0 | 0 | 0 | 0 | 0 | 0 | 0 | 0 | 0 | 0 | 0 | 0 | 0 | 0 | 0 | 0 | 0 | 0 | 0 | 0 | 0 | 0 | 0 | 0 | 0 | 0 | 0 | 0 | 0 | 0 | 0 | 0 | 0 | 0 | 0 | 0 | 0 | 0 | 0 | 0 | 0 | 0 | 0 | 0 | 0 | 0 | 0 | 0 | 0 | 0 | 0 | 0
[19 empty] | Fixed env & social | Input | £000s | 0 | 0 | 0 | 0 | 0 | 0 | 0 | 0 | 0 | 0 | 0 | 0 | 0 | 0 | 0 | 0 | 0 | 0 | 0 | 0 | 0 | 0 | 0 | 0 | 0 | 0 | 0 | 0 | 0 | 0 | 0 | 0 | 0 | 0 | 0 | 0 | 0 | 0 | 0 | 0 | 0 | 0 | 0 | 0 | 0 | 0 | 0 | 0 | 0 | 0 | 0 | 0 | 0 | 0 | 0 | 0 | 0 | 0 | 0 | 0 | 0 | 0 | 0 | 0 | 0 | 0 | 0 | 0 | 0 | 0 | 0 | 0 | 0 | 0 | 0 | 0 | 0 | 0 | 0 | 0 | 0 | 0 | 0 | 0 | 0 | 0 | 0 | 0 | 0 | 0 | 0 | 0 | 0 | 0 | 0 | 0 | 0 | 0 | 0 | 0 | 0 | 0 | 0 | 0
[19 empty] | Variable env & social | Input | £000s | 0 | 0 | 0 | 0 | 0 | 0 | 0 | 0 | 0 | 0 | 0 | 0 | 0 | 0 | 0 | 0 | 0 | 0 | 0 | 0 | 0 | 0 | 0 | 0 | 0 | 0 | 0 | 0 | 0 | 0 | 0 | 0 | 0 | 0 | 0 | 0 | 0 | 0 | 0 | 0 | 0 | 0 | 0 | 0 | 0 | 0 | 0 | 0 | 0 | 0 | 0 | 0 | 0 | 0 | 0 | 0 | 0 | 0 | 0 | 0 | 0 | 0 | 0 | 0 | 0 | 0 | 0 | 0 | 0 | 0 | 0 | 0 | 0 | 0 | 0 | 0 | 0 | 0 | 0 | 0 | 0 | 0 | 0 | 0 | 0 | 0 | 0 | 0 | 0 | 0 | 0 | 0 | 0 | 0 | 0 | 0 | 0 | 0 | 0 | 0 | 0 | 0 | 0 | 0
[19 empty] | Fixed carbon costs | Input | £000s | 2.279 | -0.0085526 | -0.0085526 | -0.0085526 | -0.0085526 | -0.0085526 | -0.0085526 | -0.0085526 | -0.0085526 | -0.0085526 | -0.0085526 | -0.0085526 | -0.0085526 | -0.0085526 | -0.0085526 | -0.0085526 | -0.0085526 | -0.0085526 | -0.0085526 | -0.0085526 | -0.0085526 | -0.0085526 | -0.0085526 | -0.0085526 | -0.0085526 | -0.0085526 | -0.0085526 | -0.0085526 | -0.0085526 | -0.0085526 | -0.0085526 | -0.0085526 | -0.0085526 | -0.0085526 | -0.0085526 | -0.0085526 | -0.0085526 | -0.0085526 | -0.0085526 | -0.0085526 | -0.0085526 | -0.0085526 | -0.0085526 | -0.0085526 | -0.0085526 | -0.0085526 | -0.0085526 | -0.0085526 | -0.0085526 | -0.0085526 | -0.0085526 | -0.0085526 | -0.0085526 | -0.0085526 | -0.0085526 | -0.0085526 | -0.0085526 | -0.0085526 | -0.0085526 | -0.0085526 | -0.0085526 | -0.0085526 | -0.0085526 | -0.0085526 | -0.0085526 | -0.0085526 | -0.0085526 | -0.0085526 | -0.0085526 | -0.0085526 | -0.0085526 | -0.0085526 | -0.0085526 | -0.0085526 | -0.0085526 | -0.0085526 | -0.0085526 | -0.0085526 | -0.0085526 | -0.0085526 | 0 | 0 | 0 | 0 | 0 | 0 | 0 | 0 | 0 | 0 | 0 | 0 | 0 | 0 | 0 | 0 | 0 | 0 | 0 | 0 | 0 | 0 | 0 | 0
[19 empty] | Variable carbon costs | Input | £000s | 0 | 0 | 0 | 0 | 0 | 0 | 0 | 0 | 0 | 0 | 0 | 0 | 0 | 0 | 0 | 0 | 0 | 0 | 0 | 0 | 0 | 0 | 0 | 0 | 0 | 0 | 0 | 0 | 0 | 0 | 0 | 0 | 0 | 0 | 0 | 0 | 0 | 0 | 0 | 0 | 0 | 0 | 0 | 0 | 0 | 0 | 0 | 0 | 0 | 0 | 0 | 0 | 0 | 0 | 0 | 0 | 0 | 0 | 0 | 0 | 0 | 0 | 0 | 0 | 0 | 0 | 0 | 0 | 0 | 0 | 0 | 0 | 0 | 0 | 0 | 0 | 0 | 0 | 0 | 0 | 0 | 0 | 0 | 0 | 0 | 0 | 0 | 0 | 0 | 0 | 0 | 0 | 0 | 0 | 0 | 0 | 0 | 0 | 0 | 0 | 0 | 0 | 0 | 0
[19 empty] | Customer willingness to pay | Input | £000s | 0 | 0 | 0 | 0 | 0 | 0 | 0 | 0 | 0 | 0 | 0 | 0 | 0 | 0 | 0 | 0 | 0 | 0 | 0 | 0 | 0 | 0 | 0 | 0 | 0 | 0 | 0 | 0 | 0 | 0 | 0 | 0 | 0 | 0 | 0 | 0 | 0 | 0 | 0 | 0 | 0 | 0 | 0 | 0 | 0 | 0 | 0 | 0 | 0 | 0 | 0 | 0 | 0 | 0 | 0 | 0 | 0 | 0 | 0 | 0 | 0 | 0 | 0 | 0 | 0 | 0 | 0 | 0 | 0 | 0 | 0 | 0 | 0 | 0 | 0 | 0 | 0 | 0 | 0 | 0 | 0 | 0 | 0 | 0 | 0 | 0 | 0 | 0 | 0 | 0 | 0 | 0 | 0 | 0 | 0 | 0 | 0 | 0 | 0 | 0 | 0 | 0 | 0 | 0
[19 empty] | Total | Sum of above (excl WAFU) | £000s | 2.279 | 36.6557 | 69.7103 | 62.4909 | 55.2715 | 55.2715 | 55.2715 | 55.2715 | 55.2715 | 55.2715 | 55.2715 | 55.2715 | 55.2715 | 55.2715 | 55.2715 | 55.2715 | 55.2715 | 55.2715 | 55.2715 | 55.2715 | 55.2715 | 55.2715 | 55.2715 | 55.2715 | 55.2715 | -0.0085526 | -0.0085526 | -0.0085526 | -0.0085526 | -0.0085526 | -0.0085526 | -0.0085526 | -0.0085526 | -0.0085526 | -0.0085526 | -0.0085526 | -0.0085526 | -0.0085526 | -0.0085526 | -0.0085526 | -0.0085526 | -0.0085526 | -0.0085526 | -0.0085526 | -0.0085526 | -0.0085526 | -0.0085526 | -0.0085526 | -0.0085526 | -0.0085526 | -0.0085526 | -0.0085526 | -0.0085526 | -0.0085526 | -0.0085526 | -0.0085526 | -0.0085526 | -0.0085526 | -0.0085526 | -0.0085526 | -0.0085526 | -0.0085526 | -0.0085526 | -0.0085526 | -0.0085526 | -0.0085526 | -0.0085526 | -0.0085526 | -0.0085526 | -0.0085526 | -0.0085526 | -0.0085526 | -0.0085526 | -0.0085526 | -0.0085526 | -0.0085526 | -0.0085526 | -0.0085526 | -0.0085526 | -0.0085526 | 0 | 0 | 0 | 0 | 0 | 0 | 0 | 0 | 0 | 0 | 0 | 0 | 0 | 0 | 0 | 0 | 0 | 0 | 0 | 0 | 0 | 0 | 0 | 0
58.1x | SESW-WEFF-700a-ph1: PR19 Option 1a (phase 1) | SESW-WEFF-700a-ph1 | Water Efficiency | N | 2020 | Capacity | 7.838 | 58482.4812 | 0 | 8316.9595 | 0 | 10.9939 | 0 | 8327.9534 | 14.2213 | 14.2401 |  |  | Gains in WAFU / Savings in demand | Input | Ml/d | 0.48988 | 0.97975 | 1.4696 | 1.9595 | 2.4494 | 2.6943 | 2.9882 | 3.3801 | 3.772 | 4.1639 | 4.4089 | 4.6048 | 4.7028 | 4.8008 | 5.0947 | 5.3886 | 5.6825 | 6.0745 | 6.5643 | 6.8582 | 7.1522 | 7.4461 | 7.642 | 7.74 | 7.838 | 7.838 | 7.838 | 7.838 | 7.838 | 7.838 | 7.838 | 7.838 | 7.838 | 7.838 | 7.838 | 7.838 | 7.838 | 7.838 | 7.838 | 7.838 | 7.838 | 7.838 | 7.838 | 7.838 | 7.838 | 7.838 | 7.838 | 7.838 | 7.838 | 7.838 | 7.838 | 7.838 | 7.838 | 7.838 | 7.838 | 7.838 | 7.838 | 7.838 | 7.838 | 7.838 | 7.838 | 7.838 | 7.838 | 7.838 | 7.838 | 7.838 | 7.838 | 7.838 | 7.838 | 7.838 | 7.838 | 7.838 | 7.838 | 7.838 | 7.838 | 7.838 | 7.838 | 7.838 | 7.838 | 7.838 | 0 | 0 | 0 | 0 | 0 | 0 | 0 | 0 | 0 | 0 | 0 | 0 | 0 | 0 | 0 | 0 | 0 | 0 | 0 | 0 | 0 | 0 | 0 | 0
[19 empty] | Fixed capex | Input | £000s | 0 | 0 | 0 | 0 | 0 | 0 | 0 | 0 | 0 | 0 | 0 | 0 | 0 | 0 | 0 | 0 | 0 | 0 | 0 | 0 | 0 | 0 | 0 | 0 | 0 | 0 | 0 | 0 | 0 | 0 | 0 | 0 | 0 | 0 | 0 | 0 | 0 | 0 | 0 | 0 | 0 | 0 | 0 | 0 | 0 | 0 | 0 | 0 | 0 | 0 | 0 | 0 | 0 | 0 | 0 | 0 | 0 | 0 | 0 | 0 | 0 | 0 | 0 | 0 | 0 | 0 | 0 | 0 | 0 | 0 | 0 | 0 | 0 | 0 | 0 | 0 | 0 | 0 | 0 | 0 | 0 | 0 | 0 | 0 | 0 | 0 | 0 | 0 | 0 | 0 | 0 | 0 | 0 | 0 | 0 | 0 | 0 | 0 | 0 | 0 | 0 | 0 | 0 | 0
[19 empty] | Variable capex | Input | £000s | 0 | 0 | 0 | 0 | 0 | 0 | 0 | 0 | 0 | 0 | 0 | 0 | 0 | 0 | 0 | 0 | 0 | 0 | 0 | 0 | 0 | 0 | 0 | 0 | 0 | 0 | 0 | 0 | 0 | 0 | 0 | 0 | 0 | 0 | 0 | 0 | 0 | 0 | 0 | 0 | 0 | 0 | 0 | 0 | 0 | 0 | 0 | 0 | 0 | 0 | 0 | 0 | 0 | 0 | 0 | 0 | 0 | 0 | 0 | 0 | 0 | 0 | 0 | 0 | 0 | 0 | 0 | 0 | 0 | 0 | 0 | 0 | 0 | 0 | 0 | 0 | 0 | 0 | 0 | 0 | 0 | 0 | 0 | 0 | 0 | 0 | 0 | 0 | 0 | 0 | 0 | 0 | 0 | 0 | 0 | 0 | 0 | 0 | 0 | 0 | 0 | 0 | 0 | 0
[19 empty] | Financing costs | Input | £000s | 0 | 0 | 0 | 0 | 0 | 0 | 0 | 0 | 0 | 0 | 0 | 0 | 0 | 0 | 0 | 0 | 0 | 0 | 0 | 0 | 0 | 0 | 0 | 0 | 0 | 0 | 0 | 0 | 0 | 0 | 0 | 0 | 0 | 0 | 0 | 0 | 0 | 0 | 0 | 0 | 0 | 0 | 0 | 0 | 0 | 0 | 0 | 0 | 0 | 0 | 0 | 0 | 0 | 0 | 0 | 0 | 0 | 0 | 0 | 0 | 0 | 0 | 0 | 0 | 0 | 0 | 0 | 0 | 0 | 0 | 0 | 0 | 0 | 0 | 0 | 0 | 0 | 0 | 0 | 0
[19 empty] | Fixed opex | Input | £000s | 366.643 | 330.5459 | 294.4489 | 258.3519 | 222.2549 | 405.5764 | 424.1921 | 475.8625 | 446.9849 | 418.1073 | 480.6068 | 466.1679 | 458.9485 | 451.7291 | 591.1669 | 650.0567 | 628.3985 | 680.0689 | 724.5198 | 702.8616 | 761.7514 | 740.0932 | 725.6544 | 718.435 | 711.2156 | 0 | 0 | 0 | 0 | 0 | 0 | 0 | 0 | 0 | 0 | 0 | 0 | 0 | 0 | 0 | 0 | 0 | 0 | 0 | 0 | 0 | 0 | 0 | 0 | 0 | 0 | 0 | 0 | 0 | 0 | 0 | 0 | 0 | 0 | 0 | 0 | 0 | 0 | 0 | 0 | 0 | 0 | 0 | 0 | 0 | 0 | 0 | 0 | 0 | 0 | 0 | 0 | 0 | 0 | 0 | 0 | 0 | 0 | 0 | 0 | 0 | 0 | 0 | 0 | 0 | 0 | 0 | 0 | 0 | 0 | 0 | 0 | 0 | 0 | 0 | 0 | 0 | 0 | 0
[19 empty] | Variable opex | Input | £000s | 0 | 0 | 0 | 0 | 0 | 0 | 0 | 0 | 0 | 0 | 0 | 0 | 0 | 0 | 0 | 0 | 0 | 0 | 0 | 0 | 0 | 0 | 0 | 0 | 0 | 0 | 0 | 0 | 0 | 0 | 0 | 0 | 0 | 0 | 0 | 0 | 0 | 0 | 0 | 0 | 0 | 0 | 0 | 0 | 0 | 0 | 0 | 0 | 0 | 0 | 0 | 0 | 0 | 0 | 0 | 0 | 0 | 0 | 0 | 0 | 0 | 0 | 0 | 0 | 0 | 0 | 0 | 0 | 0 | 0 | 0 | 0 | 0 | 0 | 0 | 0 | 0 | 0 | 0 | 0 | 0 | 0 | 0 | 0 | 0 | 0 | 0 | 0 | 0 | 0 | 0 | 0 | 0 | 0 | 0 | 0 | 0 | 0 | 0 | 0 | 0 | 0 | 0 | 0
[19 empty] | Opex savings | Input | £000s | 0 | 0 | 0 | 0 | 0 | 0 | 0 | 0 | 0 | 0 | 0 | 0 | 0 | 0 | 0 | 0 | 0 | 0 | 0 | 0 | 0 | 0 | 0 | 0 | 0 | 0 | 0 | 0 | 0 | 0 | 0 | 0 | 0 | 0 | 0 | 0 | 0 | 0 | 0 | 0 | 0 | 0 | 0 | 0 | 0 | 0 | 0 | 0 | 0 | 0 | 0 | 0 | 0 | 0 | 0 | 0 | 0 | 0 | 0 | 0 | 0 | 0 | 0 | 0 | 0 | 0 | 0 | 0 | 0 | 0 | 0 | 0 | 0 | 0 | 0 | 0 | 0 | 0 | 0 | 0 | 0 | 0 | 0 | 0 | 0 | 0 | 0 | 0 | 0 | 0 | 0 | 0 | 0 | 0 | 0 | 0 | 0 | 0 | 0 | 0 | 0 | 0 | 0 | 0
[19 empty] | Fixed env & social | Input | £000s | 0 | 0 | 0 | 0 | 0 | 0 | 0 | 0 | 0 | 0 | 0 | 0 | 0 | 0 | 0 | 0 | 0 | 0 | 0 | 0 | 0 | 0 | 0 | 0 | 0 | 0 | 0 | 0 | 0 | 0 | 0 | 0 | 0 | 0 | 0 | 0 | 0 | 0 | 0 | 0 | 0 | 0 | 0 | 0 | 0 | 0 | 0 | 0 | 0 | 0 | 0 | 0 | 0 | 0 | 0 | 0 | 0 | 0 | 0 | 0 | 0 | 0 | 0 | 0 | 0 | 0 | 0 | 0 | 0 | 0 | 0 | 0 | 0 | 0 | 0 | 0 | 0 | 0 | 0 | 0 | 0 | 0 | 0 | 0 | 0 | 0 | 0 | 0 | 0 | 0 | 0 | 0 | 0 | 0 | 0 | 0 | 0 | 0 | 0 | 0 | 0 | 0 | 0 | 0
[19 empty] | Variable env & social | Input | £000s | 0 | 0 | 0 | 0 | 0 | 0 | 0 | 0 | 0 | 0 | 0 | 0 | 0 | 0 | 0 | 0 | 0 | 0 | 0 | 0 | 0 | 0 | 0 | 0 | 0 | 0 | 0 | 0 | 0 | 0 | 0 | 0 | 0 | 0 | 0 | 0 | 0 | 0 | 0 | 0 | 0 | 0 | 0 | 0 | 0 | 0 | 0 | 0 | 0 | 0 | 0 | 0 | 0 | 0 | 0 | 0 | 0 | 0 | 0 | 0 | 0 | 0 | 0 | 0 | 0 | 0 | 0 | 0 | 0 | 0 | 0 | 0 | 0 | 0 | 0 | 0 | 0 | 0 | 0 | 0 | 0 | 0 | 0 | 0 | 0 | 0 | 0 | 0 | 0 | 0 | 0 | 0 | 0 | 0 | 0 | 0 | 0 | 0 | 0 | 0 | 0 | 0 | 0 | 0
[19 empty] | Fixed carbon costs | Input | £000s | 14.5875 | -0.13053 | -0.13053 | -0.13053 | -0.13053 | -0.13053 | -0.13053 | -0.13053 | -0.13053 | -0.13053 | -0.13053 | -0.13053 | -0.13053 | -0.13053 | -0.13053 | -0.13053 | -0.13053 | -0.13053 | -0.13053 | -0.13053 | -0.13053 | -0.13053 | -0.13053 | -0.13053 | -0.13053 | -0.13053 | -0.13053 | -0.13053 | -0.13053 | -0.13053 | -0.13053 | -0.13053 | -0.13053 | -0.13053 | -0.13053 | -0.13053 | -0.13053 | -0.13053 | -0.13053 | -0.13053 | -0.13053 | -0.13053 | -0.13053 | -0.13053 | -0.13053 | -0.13053 | -0.13053 | -0.13053 | -0.13053 | -0.13053 | -0.13053 | -0.13053 | -0.13053 | -0.13053 | -0.13053 | -0.13053 | -0.13053 | -0.13053 | -0.13053 | -0.13053 | -0.13053 | -0.13053 | -0.13053 | -0.13053 | -0.13053 | -0.13053 | -0.13053 | -0.13053 | -0.13053 | -0.13053 | -0.13053 | -0.13053 | -0.13053 | -0.13053 | -0.13053 | -0.13053 | -0.13053 | -0.13053 | -0.13053 | -0.13053 | 0 | 0 | 0 | 0 | 0 | 0 | 0 | 0 | 0 | 0 | 0 | 0 | 0 | 0 | 0 | 0 | 0 | 0 | 0 | 0 | 0 | 0 | 0 | 0
[19 empty] | Variable carbon costs | Input | £000s | 0 | 0 | 0 | 0 | 0 | 0 | 0 | 0 | 0 | 0 | 0 | 0 | 0 | 0 | 0 | 0 | 0 | 0 | 0 | 0 | 0 | 0 | 0 | 0 | 0 | 0 | 0 | 0 | 0 | 0 | 0 | 0 | 0 | 0 | 0 | 0 | 0 | 0 | 0 | 0 | 0 | 0 | 0 | 0 | 0 | 0 | 0 | 0 | 0 | 0 | 0 | 0 | 0 | 0 | 0 | 0 | 0 | 0 | 0 | 0 | 0 | 0 | 0 | 0 | 0 | 0 | 0 | 0 | 0 | 0 | 0 | 0 | 0 | 0 | 0 | 0 | 0 | 0 | 0 | 0 | 0 | 0 | 0 | 0 | 0 | 0 | 0 | 0 | 0 | 0 | 0 | 0 | 0 | 0 | 0 | 0 | 0 | 0 | 0 | 0 | 0 | 0 | 0 | 0
[19 empty] | Customer willingness to pay | Input | £000s | 0 | 0 | 0 | 0 | 0 | 0 | 0 | 0 | 0 | 0 | 0 | 0 | 0 | 0 | 0 | 0 | 0 | 0 | 0 | 0 | 0 | 0 | 0 | 0 | 0 | 0 | 0 | 0 | 0 | 0 | 0 | 0 | 0 | 0 | 0 | 0 | 0 | 0 | 0 | 0 | 0 | 0 | 0 | 0 | 0 | 0 | 0 | 0 | 0 | 0 | 0 | 0 | 0 | 0 | 0 | 0 | 0 | 0 | 0 | 0 | 0 | 0 | 0 | 0 | 0 | 0 | 0 | 0 | 0 | 0 | 0 | 0 | 0 | 0 | 0 | 0 | 0 | 0 | 0 | 0 | 0 | 0 | 0 | 0 | 0 | 0 | 0 | 0 | 0 | 0 | 0 | 0 | 0 | 0 | 0 | 0 | 0 | 0 | 0 | 0 | 0 | 0 | 0 | 0
[19 empty] | Total | Sum of above (excl WAFU) | £000s | 381.2305 | 330.4154 | 294.3184 | 258.2214 | 222.1243 | 405.4458 | 424.0616 | 475.732 | 446.8544 | 417.9767 | 480.4762 | 466.0374 | 458.818 | 451.5986 | 591.0364 | 649.9262 | 628.2679 | 679.9383 | 724.3893 | 702.7311 | 761.6209 | 739.9627 | 725.5238 | 718.3044 | 711.085 | -0.13053 | -0.13053 | -0.13053 | -0.13053 | -0.13053 | -0.13053 | -0.13053 | -0.13053 | -0.13053 | -0.13053 | -0.13053 | -0.13053 | -0.13053 | -0.13053 | -0.13053 | -0.13053 | -0.13053 | -0.13053 | -0.13053 | -0.13053 | -0.13053 | -0.13053 | -0.13053 | -0.13053 | -0.13053 | -0.13053 | -0.13053 | -0.13053 | -0.13053 | -0.13053 | -0.13053 | -0.13053 | -0.13053 | -0.13053 | -0.13053 | -0.13053 | -0.13053 | -0.13053 | -0.13053 | -0.13053 | -0.13053 | -0.13053 | -0.13053 | -0.13053 | -0.13053 | -0.13053 | -0.13053 | -0.13053 | -0.13053 | -0.13053 | -0.13053 | -0.13053 | -0.13053 | -0.13053 | -0.13053 | 0 | 0 | 0 | 0 | 0 | 0 | 0 | 0 | 0 | 0 | 0 | 0 | 0 | 0 | 0 | 0 | 0 | 0 | 0 | 0 | 0 | 0 | 0 | 0
58.1x | SESW-MET-600: Compulsory metering AMI - enhanced higher meter penetration | SESW-MET-600 | Compulsory Metering | Y | 2020 | Capacity | 4.5548 | 44206.0764 | 0 | 6327.68 | 0 | 3.7278 | 0 | 6331.4078 | 14.3141 | 14.3225 |  |  | Gains in WAFU / Savings in demand | Input | Ml/d | 0.90449 | 1.8126 | 2.7235 | 3.6376 | 4.5548 | 4.5548 | 4.5548 | 4.5548 | 4.5548 | 4.5548 | 4.5548 | 4.5548 | 4.5548 | 4.5548 | 4.5548 | 4.5548 | 4.5548 | 4.5548 | 4.5548 | 4.5548 | 4.5548 | 4.5548 | 4.5548 | 4.5548 | 4.5548 | 4.5548 | 4.5548 | 4.5548 | 4.5548 | 4.5548 | 4.5548 | 4.5548 | 4.5548 | 4.5548 | 4.5548 | 4.5548 | 4.5548 | 4.5548 | 4.5548 | 4.5548 | 4.5548 | 4.5548 | 4.5548 | 4.5548 | 4.5548 | 4.5548 | 4.5548 | 4.5548 | 4.5548 | 4.5548 | 4.5548 | 4.5548 | 4.5548 | 4.5548 | 4.5548 | 4.5548 | 4.5548 | 4.5548 | 4.5548 | 4.5548 | 4.5548 | 4.5548 | 4.5548 | 4.5548 | 4.5548 | 4.5548 | 4.5548 | 4.5548 | 4.5548 | 4.5548 | 4.5548 | 4.5548 | 4.5548 | 4.5548 | 4.5548 | 4.5548 | 4.5548 | 4.5548 | 4.5548 | 4.5548 | 0 | 0 | 0 | 0 | 0 | 0 | 0 | 0 | 0 | 0 | 0 | 0 | 0 | 0 | 0 | 0 | 0 | 0 | 0 | 0 | 0 | 0 | 0 | 0
[19 empty] | Fixed capex | Input | £000s | 0 | 0 | 0 | 0 | 0 | 0 | 0 | 0 | 0 | 0 | 0 | 0 | 0 | 0 | 0 | 0 | 0 | 0 | 0 | 0 | 0 | 0 | 0 | 0 | 0 | 0 | 0 | 0 | 0 | 0 | 0 | 0 | 0 | 0 | 0 | 0 | 0 | 0 | 0 | 0 | 0 | 0 | 0 | 0 | 0 | 0 | 0 | 0 | 0 | 0 | 0 | 0 | 0 | 0 | 0 | 0 | 0 | 0 | 0 | 0 | 0 | 0 | 0 | 0 | 0 | 0 | 0 | 0 | 0 | 0 | 0 | 0 | 0 | 0 | 0 | 0 | 0 | 0 | 0 | 0 | 0 | 0 | 0 | 0 | 0 | 0 | 0 | 0 | 0 | 0 | 0 | 0 | 0 | 0 | 0 | 0 | 0 | 0 | 0 | 0 | 0 | 0 | 0 | 0
[19 empty] | Variable capex | Input | £000s | 0 | 0 | 0 | 0 | 0 | 0 | 0 | 0 | 0 | 0 | 0 | 0 | 0 | 0 | 0 | 0 | 0 | 0 | 0 | 0 | 0 | 0 | 0 | 0 | 0 | 0 | 0 | 0 | 0 | 0 | 0 | 0 | 0 | 0 | 0 | 0 | 0 | 0 | 0 | 0 | 0 | 0 | 0 | 0 | 0 | 0 | 0 | 0 | 0 | 0 | 0 | 0 | 0 | 0 | 0 | 0 | 0 | 0 | 0 | 0 | 0 | 0 | 0 | 0 | 0 | 0 | 0 | 0 | 0 | 0 | 0 | 0 | 0 | 0 | 0 | 0 | 0 | 0 | 0 | 0 | 0 | 0 | 0 | 0 | 0 | 0 | 0 | 0 | 0 | 0 | 0 | 0 | 0 | 0 | 0 | 0 | 0 | 0 | 0 | 0 | 0 | 0 | 0 | 0
[19 empty] | Financing costs | Input | £000s | 0 | 0 | 0 | 0 | 0 | 0 | 0 | 0 | 0 | 0 | 0 | 0 | 0 | 0 | 0 | 0 | 0 | 0 | 0 | 0 | 0 | 0 | 0 | 0 | 0 | 0 | 0 | 0 | 0 | 0 | 0 | 0 | 0 | 0 | 0 | 0 | 0 | 0 | 0 | 0 | 0 | 0 | 0 | 0 | 0 | 0 | 0 | 0 | 0 | 0 | 0 | 0 | 0 | 0 | 0 | 0 | 0 | 0 | 0 | 0 | 0 | 0 | 0 | 0 | 0 | 0 | 0 | 0 | 0 | 0 | 0 | 0 | 0 | 0 | 0 | 0 | 0 | 0 | 0 | 0
[19 empty] | Fixed opex | Input | £000s | 3114.6624 | 2822.7051 | 2755.5369 | 2688.1304 | 2620.4989 | -335.8577 | -335.8577 | -335.8577 | -335.8577 | -335.8577 | -335.8577 | -335.8577 | -335.8577 | -335.8577 | -335.8577 | 100.7462 | 100.7462 | 100.7462 | 100.7462 | 100.7462 | -335.8577 | -335.8577 | -335.8577 | -335.8577 | -335.8577 | -335.8577 | -335.8577 | -335.8577 | -335.8577 | -335.8577 | -335.8577 | -335.8577 | -335.8577 | -335.8577 | -335.8577 | -335.8577 | -335.8577 | -335.8577 | -335.8577 | -335.8577 | -335.8577 | -335.8577 | -335.8577 | -335.8577 | -335.8577 | -335.8577 | -335.8577 | -335.8577 | -335.8577 | -335.8577 | -335.8577 | -335.8577 | -335.8577 | -335.8577 | -335.8577 | -335.8577 | -335.8577 | -335.8577 | -335.8577 | -335.8577 | -335.8577 | -335.8577 | -335.8577 | -335.8577 | -335.8577 | -335.8577 | -335.8577 | -335.8577 | -335.8577 | -335.8577 | -335.8577 | -335.8577 | -335.8577 | -335.8577 | -335.8577 | -335.8577 | -335.8577 | -335.8577 | -335.8577 | -335.8577 | 0 | 0 | 0 | 0 | 0 | 0 | 0 | 0 | 0 | 0 | 0 | 0 | 0 | 0 | 0 | 0 | 0 | 0 | 0 | 0 | 0 | 0 | 0 | 0
[19 empty] | Variable opex | Input | £000s | 0 | 0 | 0 | 0 | 0 | 0 | 0 | 0 | 0 | 0 | 0 | 0 | 0 | 0 | 0 | 0 | 0 | 0 | 0 | 0 | 0 | 0 | 0 | 0 | 0 | 0 | 0 | 0 | 0 | 0 | 0 | 0 | 0 | 0 | 0 | 0 | 0 | 0 | 0 | 0 | 0 | 0 | 0 | 0 | 0 | 0 | 0 | 0 | 0 | 0 | 0 | 0 | 0 | 0 | 0 | 0 | 0 | 0 | 0 | 0 | 0 | 0 | 0 | 0 | 0 | 0 | 0 | 0 | 0 | 0 | 0 | 0 | 0 | 0 | 0 | 0 | 0 | 0 | 0 | 0 | 0 | 0 | 0 | 0 | 0 | 0 | 0 | 0 | 0 | 0 | 0 | 0 | 0 | 0 | 0 | 0 | 0 | 0 | 0 | 0 | 0 | 0 | 0 | 0
[19 empty] | Opex savings | Input | £000s | 0 | 0 | 0 | 0 | 0 | 0 | 0 | 0 | 0 | 0 | 0 | 0 | 0 | 0 | 0 | 0 | 0 | 0 | 0 | 0 | 0 | 0 | 0 | 0 | 0 | 0 | 0 | 0 | 0 | 0 | 0 | 0 | 0 | 0 | 0 | 0 | 0 | 0 | 0 | 0 | 0 | 0 | 0 | 0 | 0 | 0 | 0 | 0 | 0 | 0 | 0 | 0 | 0 | 0 | 0 | 0 | 0 | 0 | 0 | 0 | 0 | 0 | 0 | 0 | 0 | 0 | 0 | 0 | 0 | 0 | 0 | 0 | 0 | 0 | 0 | 0 | 0 | 0 | 0 | 0 | 0 | 0 | 0 | 0 | 0 | 0 | 0 | 0 | 0 | 0 | 0 | 0 | 0 | 0 | 0 | 0 | 0 | 0 | 0 | 0 | 0 | 0 | 0 | 0
[19 empty] | Fixed env & social | Input | £000s | 0 | 0 | 0 | 0 | 0 | 0 | 0 | 0 | 0 | 0 | 0 | 0 | 0 | 0 | 0 | 0 | 0 | 0 | 0 | 0 | 0 | 0 | 0 | 0 | 0 | 0 | 0 | 0 | 0 | 0 | 0 | 0 | 0 | 0 | 0 | 0 | 0 | 0 | 0 | 0 | 0 | 0 | 0 | 0 | 0 | 0 | 0 | 0 | 0 | 0 | 0 | 0 | 0 | 0 | 0 | 0 | 0 | 0 | 0 | 0 | 0 | 0 | 0 | 0 | 0 | 0 | 0 | 0 | 0 | 0 | 0 | 0 | 0 | 0 | 0 | 0 | 0 | 0 | 0 | 0 | 0 | 0 | 0 | 0 | 0 | 0 | 0 | 0 | 0 | 0 | 0 | 0 | 0 | 0 | 0 | 0 | 0 | 0 | 0 | 0 | 0 | 0 | 0 | 0
[19 empty] | Variable env & social | Input | £000s | 0 | 0 | 0 | 0 | 0 | 0 | 0 | 0 | 0 | 0 | 0 | 0 | 0 | 0 | 0 | 0 | 0 | 0 | 0 | 0 | 0 | 0 | 0 | 0 | 0 | 0 | 0 | 0 | 0 | 0 | 0 | 0 | 0 | 0 | 0 | 0 | 0 | 0 | 0 | 0 | 0 | 0 | 0 | 0 | 0 | 0 | 0 | 0 | 0 | 0 | 0 | 0 | 0 | 0 | 0 | 0 | 0 | 0 | 0 | 0 | 0 | 0 | 0 | 0 | 0 | 0 | 0 | 0 | 0 | 0 | 0 | 0 | 0 | 0 | 0 | 0 | 0 | 0 | 0 | 0 | 0 | 0 | 0 | 0 | 0 | 0 | 0 | 0 | 0 | 0 | 0 | 0 | 0 | 0 | 0 | 0 | 0 | 0 | 0 | 0 | 0 | 0 | 0 | 0
[19 empty] | Fixed carbon costs | Input | £000s | 6.4711 | -0.099649 | -0.099649 | -0.099649 | -0.099649 | -0.099649 | -0.099649 | -0.099649 | -0.099649 | -0.099649 | -0.099649 | -0.099649 | -0.099649 | -0.099649 | -0.099649 | -0.099649 | -0.099649 | -0.099649 | -0.099649 | -0.099649 | -0.099649 | -0.099649 | -0.099649 | -0.099649 | -0.099649 | -0.099649 | -0.099649 | -0.099649 | -0.099649 | -0.099649 | -0.099649 | -0.099649 | -0.099649 | -0.099649 | -0.099649 | -0.099649 | -0.099649 | -0.099649 | -0.099649 | -0.099649 | -0.099649 | -0.099649 | -0.099649 | -0.099649 | -0.099649 | -0.099649 | -0.099649 | -0.099649 | -0.099649 | -0.099649 | -0.099649 | -0.099649 | -0.099649 | -0.099649 | -0.099649 | -0.099649 | -0.099649 | -0.099649 | -0.099649 | -0.099649 | -0.099649 | -0.099649 | -0.099649 | -0.099649 | -0.099649 | -0.099649 | -0.099649 | -0.099649 | -0.099649 | -0.099649 | -0.099649 | -0.099649 | -0.099649 | -0.099649 | -0.099649 | -0.099649 | -0.099649 | -0.099649 | -0.099649 | -0.099649 | 0 | 0 | 0 | 0 | 0 | 0 | 0 | 0 | 0 | 0 | 0 | 0 | 0 | 0 | 0 | 0 | 0 | 0 | 0 | 0 | 0 | 0 | 0 | 0
[19 empty] | Variable carbon costs | Input | £000s | 0 | 0 | 0 | 0 | 0 | 0 | 0 | 0 | 0 | 0 | 0 | 0 | 0 | 0 | 0 | 0 | 0 | 0 | 0 | 0 | 0 | 0 | 0 | 0 | 0 | 0 | 0 | 0 | 0 | 0 | 0 | 0 | 0 | 0 | 0 | 0 | 0 | 0 | 0 | 0 | 0 | 0 | 0 | 0 | 0 | 0 | 0 | 0 | 0 | 0 | 0 | 0 | 0 | 0 | 0 | 0 | 0 | 0 | 0 | 0 | 0 | 0 | 0 | 0 | 0 | 0 | 0 | 0 | 0 | 0 | 0 | 0 | 0 | 0 | 0 | 0 | 0 | 0 | 0 | 0 | 0 | 0 | 0 | 0 | 0 | 0 | 0 | 0 | 0 | 0 | 0 | 0 | 0 | 0 | 0 | 0 | 0 | 0 | 0 | 0 | 0 | 0 | 0 | 0
[19 empty] | Customer willingness to pay | Input | £000s | 0 | 0 | 0 | 0 | 0 | 0 | 0 | 0 | 0 | 0 | 0 | 0 | 0 | 0 | 0 | 0 | 0 | 0 | 0 | 0 | 0 | 0 | 0 | 0 | 0 | 0 | 0 | 0 | 0 | 0 | 0 | 0 | 0 | 0 | 0 | 0 | 0 | 0 | 0 | 0 | 0 | 0 | 0 | 0 | 0 | 0 | 0 | 0 | 0 | 0 | 0 | 0 | 0 | 0 | 0 | 0 | 0 | 0 | 0 | 0 | 0 | 0 | 0 | 0 | 0 | 0 | 0 | 0 | 0 | 0 | 0 | 0 | 0 | 0 | 0 | 0 | 0 | 0 | 0 | 0 | 0 | 0 | 0 | 0 | 0 | 0 | 0 | 0 | 0 | 0 | 0 | 0 | 0 | 0 | 0 | 0 | 0 | 0 | 0 | 0 | 0 | 0 | 0 | 0
[19 empty] | Total | Sum of above (excl WAFU) | £000s | 3121.1336 | 2822.6055 | 2755.4372 | 2688.0307 | 2620.3992 | -335.9574 | -335.9574 | -335.9574 | -335.9574 | -335.9574 | -335.9574 | -335.9574 | -335.9574 | -335.9574 | -335.9574 | 100.6465 | 100.6465 | 100.6465 | 100.6465 | 100.6465 | -335.9574 | -335.9574 | -335.9574 | -335.9574 | -335.9574 | -335.9574 | -335.9574 | -335.9574 | -335.9574 | -335.9574 | -335.9574 | -335.9574 | -335.9574 | -335.9574 | -335.9574 | -335.9574 | -335.9574 | -335.9574 | -335.9574 | -335.9574 | -335.9574 | -335.9574 | -335.9574 | -335.9574 | -335.9574 | -335.9574 | -335.9574 | -335.9574 | -335.9574 | -335.9574 | -335.9574 | -335.9574 | -335.9574 | -335.9574 | -335.9574 | -335.9574 | -335.9574 | -335.9574 | -335.9574 | -335.9574 | -335.9574 | -335.9574 | -335.9574 | -335.9574 | -335.9574 | -335.9574 | -335.9574 | -335.9574 | -335.9574 | -335.9574 | -335.9574 | -335.9574 | -335.9574 | -335.9574 | -335.9574 | -335.9574 | -335.9574 | -335.9574 | -335.9574 | -335.9574 | 0 | 0 | 0 | 0 | 0 | 0 | 0 | 0 | 0 | 0 | 0 | 0 | 0 | 0 | 0 | 0 | 0 | 0 | 0 | 0 | 0 | 0 | 0 | 0
58.1x | SESW-MET-555: Compulsory smart metering - higher meter penetration | SESW-MET-555 | Metering compulsory | N | 2020 | Capacity | 2.6224 | 24609.9475 | 0 | 4889.3937 | 0 | 1.6706 | 0 | 4891.0644 | 19.8676 | 19.8743 |  |  | Gains in WAFU / Savings in demand | Input | Ml/d | 0.41594 | 0.83352 | 1.2524 | 1.6728 | 2.0946 | 2.1994 | 2.3046 | 2.4102 | 2.5161 | 2.6224 | 2.6224 | 2.6224 | 2.6224 | 2.6224 | 2.6224 | 2.6224 | 2.6224 | 2.6224 | 2.6224 | 2.6224 | 2.6224 | 2.6224 | 2.6224 | 2.6224 | 2.6224 | 2.6224 | 2.6224 | 2.6224 | 2.6224 | 2.6224 | 2.6224 | 2.6224 | 2.6224 | 2.6224 | 2.6224 | 2.6224 | 2.6224 | 2.6224 | 2.6224 | 2.6224 | 2.6224 | 2.6224 | 2.6224 | 2.6224 | 2.6224 | 2.6224 | 2.6224 | 2.6224 | 2.6224 | 2.6224 | 2.6224 | 2.6224 | 2.6224 | 2.6224 | 2.6224 | 2.6224 | 2.6224 | 2.6224 | 2.6224 | 2.6224 | 2.6224 | 2.6224 | 2.6224 | 2.6224 | 2.6224 | 2.6224 | 2.6224 | 2.6224 | 2.6224 | 2.6224 | 2.6224 | 2.6224 | 2.6224 | 2.6224 | 2.6224 | 2.6224 | 2.6224 | 2.6224 | 2.6224 | 2.6224 | 0 | 0 | 0 | 0 | 0 | 0 | 0 | 0 | 0 | 0 | 0 | 0 | 0 | 0 | 0 | 0 | 0 | 0 | 0 | 0 | 0 | 0 | 0 | 0
[19 empty] | Fixed capex | Input | £000s | 0 | 0 | 0 | 0 | 0 | 0 | 0 | 0 | 0 | 0 | 0 | 0 | 0 | 0 | 0 | 0 | 0 | 0 | 0 | 0 | 0 | 0 | 0 | 0 | 0 | 0 | 0 | 0 | 0 | 0 | 0 | 0 | 0 | 0 | 0 | 0 | 0 | 0 | 0 | 0 | 0 | 0 | 0 | 0 | 0 | 0 | 0 | 0 | 0 | 0 | 0 | 0 | 0 | 0 | 0 | 0 | 0 | 0 | 0 | 0 | 0 | 0 | 0 | 0 | 0 | 0 | 0 | 0 | 0 | 0 | 0 | 0 | 0 | 0 | 0 | 0 | 0 | 0 | 0 | 0 | 0 | 0 | 0 | 0 | 0 | 0 | 0 | 0 | 0 | 0 | 0 | 0 | 0 | 0 | 0 | 0 | 0 | 0 | 0 | 0 | 0 | 0 | 0 | 0
[19 empty] | Variable capex | Input | £000s | 0 | 0 | 0 | 0 | 0 | 0 | 0 | 0 | 0 | 0 | 0 | 0 | 0 | 0 | 0 | 0 | 0 | 0 | 0 | 0 | 0 | 0 | 0 | 0 | 0 | 0 | 0 | 0 | 0 | 0 | 0 | 0 | 0 | 0 | 0 | 0 | 0 | 0 | 0 | 0 | 0 | 0 | 0 | 0 | 0 | 0 | 0 | 0 | 0 | 0 | 0 | 0 | 0 | 0 | 0 | 0 | 0 | 0 | 0 | 0 | 0 | 0 | 0 | 0 | 0 | 0 | 0 | 0 | 0 | 0 | 0 | 0 | 0 | 0 | 0 | 0 | 0 | 0 | 0 | 0 | 0 | 0 | 0 | 0 | 0 | 0 | 0 | 0 | 0 | 0 | 0 | 0 | 0 | 0 | 0 | 0 | 0 | 0 | 0 | 0 | 0 | 0 | 0 | 0
[19 empty] | Financing costs | Input | £000s | 0 | 0 | 0 | 0 | 0 | 0 | 0 | 0 | 0 | 0 | 0 | 0 | 0 | 0 | 0 | 0 | 0 | 0 | 0 | 0 | 0 | 0 | 0 | 0 | 0 | 0 | 0 | 0 | 0 | 0 | 0 | 0 | 0 | 0 | 0 | 0 | 0 | 0 | 0 | 0 | 0 | 0 | 0 | 0 | 0 | 0 | 0 | 0 | 0 | 0 | 0 | 0 | 0 | 0 | 0 | 0 | 0 | 0 | 0 | 0 | 0 | 0 | 0 | 0 | 0 | 0 | 0 | 0 | 0 | 0 | 0 | 0 | 0 | 0 | 0 | 0 | 0 | 0 | 0 | 0
[19 empty] | Fixed opex | Input | £000s | 1747.6847 | 895.4781 | 869.4399 | 843.2922 | 817.041 | 124.3028 | 117.7472 | 111.1661 | 104.5564 | 97.9197 | -128.1101 | -128.1101 | -128.1101 | -128.1101 | -128.1101 | 60.493 | 60.493 | 60.493 | 60.493 | 60.493 | -81.379 | -81.379 | -81.379 | -81.379 | -81.379 | 0 | 0 | 0 | 0 | 0 | 0 | 0 | 0 | 0 | 0 | 0 | 0 | 0 | 0 | 0 | 0 | 0 | 0 | 0 | 0 | 0 | 0 | 0 | 0 | 0 | 0 | 0 | 0 | 0 | 0 | 0 | 0 | 0 | 0 | 0 | 0 | 0 | 0 | 0 | 0 | 0 | 0 | 0 | 0 | 0 | 0 | 0 | 0 | 0 | 0 | 0 | 0 | 0 | 0 | 0 | 0 | 0 | 0 | 0 | 0 | 0 | 0 | 0 | 0 | 0 | 0 | 0 | 0 | 0 | 0 | 0 | 0 | 0 | 0 | 0 | 0 | 0 | 0 | 0
[19 empty] | Variable opex | Input | £000s | 0 | 0 | 0 | 0 | 0 | 0 | 0 | 0 | 0 | 0 | 0 | 0 | 0 | 0 | 0 | 0 | 0 | 0 | 0 | 0 | 0 | 0 | 0 | 0 | 0 | 0 | 0 | 0 | 0 | 0 | 0 | 0 | 0 | 0 | 0 | 0 | 0 | 0 | 0 | 0 | 0 | 0 | 0 | 0 | 0 | 0 | 0 | 0 | 0 | 0 | 0 | 0 | 0 | 0 | 0 | 0 | 0 | 0 | 0 | 0 | 0 | 0 | 0 | 0 | 0 | 0 | 0 | 0 | 0 | 0 | 0 | 0 | 0 | 0 | 0 | 0 | 0 | 0 | 0 | 0 | 0 | 0 | 0 | 0 | 0 | 0 | 0 | 0 | 0 | 0 | 0 | 0 | 0 | 0 | 0 | 0 | 0 | 0 | 0 | 0 | 0 | 0 | 0 | 0
[19 empty] | Opex savings | Input | £000s | 0 | 0 | 0 | 0 | 0 | 0 | 0 | 0 | 0 | 0 | 0 | 0 | 0 | 0 | 0 | 0 | 0 | 0 | 0 | 0 | 0 | 0 | 0 | 0 | 0 | 0 | 0 | 0 | 0 | 0 | 0 | 0 | 0 | 0 | 0 | 0 | 0 | 0 | 0 | 0 | 0 | 0 | 0 | 0 | 0 | 0 | 0 | 0 | 0 | 0 | 0 | 0 | 0 | 0 | 0 | 0 | 0 | 0 | 0 | 0 | 0 | 0 | 0 | 0 | 0 | 0 | 0 | 0 | 0 | 0 | 0 | 0 | 0 | 0 | 0 | 0 | 0 | 0 | 0 | 0 | 0 | 0 | 0 | 0 | 0 | 0 | 0 | 0 | 0 | 0 | 0 | 0 | 0 | 0 | 0 | 0 | 0 | 0 | 0 | 0 | 0 | 0 | 0 | 0
[19 empty] | Fixed env & social | Input | £000s | 0 | 0 | 0 | 0 | 0 | 0 | 0 | 0 | 0 | 0 | 0 | 0 | 0 | 0 | 0 | 0 | 0 | 0 | 0 | 0 | 0 | 0 | 0 | 0 | 0 | 0 | 0 | 0 | 0 | 0 | 0 | 0 | 0 | 0 | 0 | 0 | 0 | 0 | 0 | 0 | 0 | 0 | 0 | 0 | 0 | 0 | 0 | 0 | 0 | 0 | 0 | 0 | 0 | 0 | 0 | 0 | 0 | 0 | 0 | 0 | 0 | 0 | 0 | 0 | 0 | 0 | 0 | 0 | 0 | 0 | 0 | 0 | 0 | 0 | 0 | 0 | 0 | 0 | 0 | 0 | 0 | 0 | 0 | 0 | 0 | 0 | 0 | 0 | 0 | 0 | 0 | 0 | 0 | 0 | 0 | 0 | 0 | 0 | 0 | 0 | 0 | 0 | 0 | 0
[19 empty] | Variable env & social | Input | £000s | 0 | 0 | 0 | 0 | 0 | 0 | 0 | 0 | 0 | 0 | 0 | 0 | 0 | 0 | 0 | 0 | 0 | 0 | 0 | 0 | 0 | 0 | 0 | 0 | 0 | 0 | 0 | 0 | 0 | 0 | 0 | 0 | 0 | 0 | 0 | 0 | 0 | 0 | 0 | 0 | 0 | 0 | 0 | 0 | 0 | 0 | 0 | 0 | 0 | 0 | 0 | 0 | 0 | 0 | 0 | 0 | 0 | 0 | 0 | 0 | 0 | 0 | 0 | 0 | 0 | 0 | 0 | 0 | 0 | 0 | 0 | 0 | 0 | 0 | 0 | 0 | 0 | 0 | 0 | 0 | 0 | 0 | 0 | 0 | 0 | 0 | 0 | 0 | 0 | 0 | 0 | 0 | 0 | 0 | 0 | 0 | 0 | 0 | 0 | 0 | 0 | 0 | 0 | 0
[19 empty] | Fixed carbon costs | Input | £000s | 3.2226 | -0.056374 | -0.056374 | -0.056374 | -0.056374 | -0.056374 | -0.056374 | -0.056374 | -0.056374 | -0.056374 | -0.056374 | -0.056374 | -0.056374 | -0.056374 | -0.056374 | -0.056374 | -0.056374 | -0.056374 | -0.056374 | -0.056374 | -0.056374 | -0.056374 | -0.056374 | -0.056374 | -0.056374 | -0.056374 | -0.056374 | -0.056374 | -0.056374 | -0.056374 | -0.056374 | -0.056374 | -0.056374 | -0.056374 | -0.056374 | -0.056374 | -0.056374 | -0.056374 | -0.056374 | -0.056374 | -0.056374 | -0.056374 | -0.056374 | -0.056374 | -0.056374 | -0.056374 | -0.056374 | -0.056374 | -0.056374 | -0.056374 | -0.056374 | -0.056374 | -0.056374 | -0.056374 | -0.056374 | -0.056374 | -0.056374 | -0.056374 | -0.056374 | -0.056374 | -0.056374 | -0.056374 | -0.056374 | -0.056374 | -0.056374 | -0.056374 | -0.056374 | -0.056374 | -0.056374 | -0.056374 | -0.056374 | -0.056374 | -0.056374 | -0.056374 | -0.056374 | -0.056374 | -0.056374 | -0.056374 | -0.056374 | -0.056374 | 0 | 0 | 0 | 0 | 0 | 0 | 0 | 0 | 0 | 0 | 0 | 0 | 0 | 0 | 0 | 0 | 0 | 0 | 0 | 0 | 0 | 0 | 0 | 0
[19 empty] | Variable carbon costs | Input | £000s | 0 | 0 | 0 | 0 | 0 | 0 | 0 | 0 | 0 | 0 | 0 | 0 | 0 | 0 | 0 | 0 | 0 | 0 | 0 | 0 | 0 | 0 | 0 | 0 | 0 | 0 | 0 | 0 | 0 | 0 | 0 | 0 | 0 | 0 | 0 | 0 | 0 | 0 | 0 | 0 | 0 | 0 | 0 | 0 | 0 | 0 | 0 | 0 | 0 | 0 | 0 | 0 | 0 | 0 | 0 | 0 | 0 | 0 | 0 | 0 | 0 | 0 | 0 | 0 | 0 | 0 | 0 | 0 | 0 | 0 | 0 | 0 | 0 | 0 | 0 | 0 | 0 | 0 | 0 | 0 | 0 | 0 | 0 | 0 | 0 | 0 | 0 | 0 | 0 | 0 | 0 | 0 | 0 | 0 | 0 | 0 | 0 | 0 | 0 | 0 | 0 | 0 | 0 | 0
[19 empty] | Customer willingness to pay | Input | £000s | 0 | 0 | 0 | 0 | 0 | 0 | 0 | 0 | 0 | 0 | 0 | 0 | 0 | 0 | 0 | 0 | 0 | 0 | 0 | 0 | 0 | 0 | 0 | 0 | 0 | 0 | 0 | 0 | 0 | 0 | 0 | 0 | 0 | 0 | 0 | 0 | 0 | 0 | 0 | 0 | 0 | 0 | 0 | 0 | 0 | 0 | 0 | 0 | 0 | 0 | 0 | 0 | 0 | 0 | 0 | 0 | 0 | 0 | 0 | 0 | 0 | 0 | 0 | 0 | 0 | 0 | 0 | 0 | 0 | 0 | 0 | 0 | 0 | 0 | 0 | 0 | 0 | 0 | 0 | 0 | 0 | 0 | 0 | 0 | 0 | 0 | 0 | 0 | 0 | 0 | 0 | 0 | 0 | 0 | 0 | 0 | 0 | 0 | 0 | 0 | 0 | 0 | 0 | 0
[19 empty] | Total | Sum of above (excl WAFU) | £000s | 1750.9073 | 895.4217 | 869.3836 | 843.2358 | 816.9846 | 124.2464 | 117.6908 | 111.1097 | 104.5 | 97.8633 | -128.1665 | -128.1665 | -128.1665 | -128.1665 | -128.1665 | 60.4366 | 60.4366 | 60.4366 | 60.4366 | 60.4366 | -81.4354 | -81.4354 | -81.4354 | -81.4354 | -81.4354 | -0.056374 | -0.056374 | -0.056374 | -0.056374 | -0.056374 | -0.056374 | -0.056374 | -0.056374 | -0.056374 | -0.056374 | -0.056374 | -0.056374 | -0.056374 | -0.056374 | -0.056374 | -0.056374 | -0.056374 | -0.056374 | -0.056374 | -0.056374 | -0.056374 | -0.056374 | -0.056374 | -0.056374 | -0.056374 | -0.056374 | -0.056374 | -0.056374 | -0.056374 | -0.056374 | -0.056374 | -0.056374 | -0.056374 | -0.056374 | -0.056374 | -0.056374 | -0.056374 | -0.056374 | -0.056374 | -0.056374 | -0.056374 | -0.056374 | -0.056374 | -0.056374 | -0.056374 | -0.056374 | -0.056374 | -0.056374 | -0.056374 | -0.056374 | -0.056374 | -0.056374 | -0.056374 | -0.056374 | -0.056374 | 0 | 0 | 0 | 0 | 0 | 0 | 0 | 0 | 0 | 0 | 0 | 0 | 0 | 0 | 0 | 0 | 0 | 0 | 0 | 0 | 0 | 0 | 0 | 0
58.1x | SESW-MET-113a: AMR Metering | SESW-MET-113a | Metering compulsory | N | 2020 | Capacity | 4.6016 | 40966.4003 | 0 | 11144.6104 | 0 | 4.977 | 0 | 11149.5874 | 27.2043 | 27.2164 |  |  | Gains in WAFU / Savings in demand | Input | Ml/d | 0.45384 | 0.90908 | 1.3657 | 1.8238 | 2.2832 | 2.7441 | 3.2064 | 3.67 | 4.1351 | 4.6016 | 4.6016 | 4.6016 | 4.6016 | 4.6016 | 4.6016 | 4.6016 | 4.6016 | 4.6016 | 4.6016 | 4.6016 | 4.6016 | 4.6016 | 4.6016 | 4.6016 | 4.6016 | 4.6016 | 4.6016 | 4.6016 | 4.6016 | 4.6016 | 4.6016 | 4.6016 | 4.6016 | 4.6016 | 4.6016 | 4.6016 | 4.6016 | 4.6016 | 4.6016 | 4.6016 | 4.6016 | 4.6016 | 4.6016 | 4.6016 | 4.6016 | 4.6016 | 4.6016 | 4.6016 | 4.6016 | 4.6016 | 4.6016 | 4.6016 | 4.6016 | 4.6016 | 4.6016 | 4.6016 | 4.6016 | 4.6016 | 4.6016 | 4.6016 | 4.6016 | 4.6016 | 4.6016 | 4.6016 | 4.6016 | 4.6016 | 4.6016 | 4.6016 | 4.6016 | 4.6016 | 4.6016 | 4.6016 | 4.6016 | 4.6016 | 4.6016 | 4.6016 | 4.6016 | 4.6016 | 4.6016 | 4.6016 | 0 | 0 | 0 | 0 | 0 | 0 | 0 | 0 | 0 | 0 | 0 | 0 | 0 | 0 | 0 | 0 | 0 | 0 | 0 | 0 | 0 | 0 | 0 | 0
[19 empty] | Fixed capex | Input | £000s | 0 | 0 | 0 | 0 | 0 | 0 | 0 | 0 | 0 | 0 | 0 | 0 | 0 | 0 | 0 | 0 | 0 | 0 | 0 | 0 | 0 | 0 | 0 | 0 | 0 | 0 | 0 | 0 | 0 | 0 | 0 | 0 | 0 | 0 | 0 | 0 | 0 | 0 | 0 | 0 | 0 | 0 | 0 | 0 | 0 | 0 | 0 | 0 | 0 | 0 | 0 | 0 | 0 | 0 | 0 | 0 | 0 | 0 | 0 | 0 | 0 | 0 | 0 | 0 | 0 | 0 | 0 | 0 | 0 | 0 | 0 | 0 | 0 | 0 | 0 | 0 | 0 | 0 | 0 | 0 | 0 | 0 | 0 | 0 | 0 | 0 | 0 | 0 | 0 | 0 | 0 | 0 | 0 | 0 | 0 | 0 | 0 | 0 | 0 | 0 | 0 | 0 | 0 | 0
[19 empty] | Variable capex | Input | £000s | 0 | 0 | 0 | 0 | 0 | 0 | 0 | 0 | 0 | 0 | 0 | 0 | 0 | 0 | 0 | 0 | 0 | 0 | 0 | 0 | 0 | 0 | 0 | 0 | 0 | 0 | 0 | 0 | 0 | 0 | 0 | 0 | 0 | 0 | 0 | 0 | 0 | 0 | 0 | 0 | 0 | 0 | 0 | 0 | 0 | 0 | 0 | 0 | 0 | 0 | 0 | 0 | 0 | 0 | 0 | 0 | 0 | 0 | 0 | 0 | 0 | 0 | 0 | 0 | 0 | 0 | 0 | 0 | 0 | 0 | 0 | 0 | 0 | 0 | 0 | 0 | 0 | 0 | 0 | 0 | 0 | 0 | 0 | 0 | 0 | 0 | 0 | 0 | 0 | 0 | 0 | 0 | 0 | 0 | 0 | 0 | 0 | 0 | 0 | 0 | 0 | 0 | 0 | 0
[19 empty] | Financing costs | Input | £000s | 0 | 0 | 0 | 0 | 0 | 0 | 0 | 0 | 0 | 0 | 0 | 0 | 0 | 0 | 0 | 0 | 0 | 0 | 0 | 0 | 0 | 0 | 0 | 0 | 0 | 0 | 0 | 0 | 0 | 0 | 0 | 0 | 0 | 0 | 0 | 0 | 0 | 0 | 0 | 0 | 0 | 0 | 0 | 0 | 0 | 0 | 0 | 0 | 0 | 0 | 0 | 0 | 0 | 0 | 0 | 0 | 0 | 0 | 0 | 0 | 0 | 0 | 0 | 0 | 0 | 0 | 0 | 0 | 0 | 0 | 0 | 0 | 0 | 0 | 0 | 0 | 0 | 0 | 0 | 0
[19 empty] | Fixed opex | Input | £000s | 1365.442 | 1335.499 | 1316.0774 | 1296.5523 | 1276.9236 | 1257.1912 | 1237.3551 | 1217.4152 | 1197.3715 | 1177.2238 | -146.8078 | -146.8078 | -146.8078 | -146.8078 | -146.8078 | 130.2834 | 130.2834 | 130.2834 | 130.2834 | 130.2834 | 130.2834 | 130.2834 | 130.2834 | 130.2834 | 130.2834 | 0 | 0 | 0 | 0 | 0 | 0 | 0 | 0 | 0 | 0 | 0 | 0 | 0 | 0 | 0 | 0 | 0 | 0 | 0 | 0 | 0 | 0 | 0 | 0 | 0 | 0 | 0 | 0 | 0 | 0 | 0 | 0 | 0 | 0 | 0 | 0 | 0 | 0 | 0 | 0 | 0 | 0 | 0 | 0 | 0 | 0 | 0 | 0 | 0 | 0 | 0 | 0 | 0 | 0 | 0 | 0 | 0 | 0 | 0 | 0 | 0 | 0 | 0 | 0 | 0 | 0 | 0 | 0 | 0 | 0 | 0 | 0 | 0 | 0 | 0 | 0 | 0 | 0 | 0
[19 empty] | Variable opex | Input | £000s | 0 | 0 | 0 | 0 | 0 | 0 | 0 | 0 | 0 | 0 | 0 | 0 | 0 | 0 | 0 | 0 | 0 | 0 | 0 | 0 | 0 | 0 | 0 | 0 | 0 | 0 | 0 | 0 | 0 | 0 | 0 | 0 | 0 | 0 | 0 | 0 | 0 | 0 | 0 | 0 | 0 | 0 | 0 | 0 | 0 | 0 | 0 | 0 | 0 | 0 | 0 | 0 | 0 | 0 | 0 | 0 | 0 | 0 | 0 | 0 | 0 | 0 | 0 | 0 | 0 | 0 | 0 | 0 | 0 | 0 | 0 | 0 | 0 | 0 | 0 | 0 | 0 | 0 | 0 | 0 | 0 | 0 | 0 | 0 | 0 | 0 | 0 | 0 | 0 | 0 | 0 | 0 | 0 | 0 | 0 | 0 | 0 | 0 | 0 | 0 | 0 | 0 | 0 | 0
[19 empty] | Opex savings | Input | £000s | 0 | 0 | 0 | 0 | 0 | 0 | 0 | 0 | 0 | 0 | 0 | 0 | 0 | 0 | 0 | 0 | 0 | 0 | 0 | 0 | 0 | 0 | 0 | 0 | 0 | 0 | 0 | 0 | 0 | 0 | 0 | 0 | 0 | 0 | 0 | 0 | 0 | 0 | 0 | 0 | 0 | 0 | 0 | 0 | 0 | 0 | 0 | 0 | 0 | 0 | 0 | 0 | 0 | 0 | 0 | 0 | 0 | 0 | 0 | 0 | 0 | 0 | 0 | 0 | 0 | 0 | 0 | 0 | 0 | 0 | 0 | 0 | 0 | 0 | 0 | 0 | 0 | 0 | 0 | 0 | 0 | 0 | 0 | 0 | 0 | 0 | 0 | 0 | 0 | 0 | 0 | 0 | 0 | 0 | 0 | 0 | 0 | 0 | 0 | 0 | 0 | 0 | 0 | 0
[19 empty] | Fixed env & social | Input | £000s | 0 | 0 | 0 | 0 | 0 | 0 | 0 | 0 | 0 | 0 | 0 | 0 | 0 | 0 | 0 | 0 | 0 | 0 | 0 | 0 | 0 | 0 | 0 | 0 | 0 | 0 | 0 | 0 | 0 | 0 | 0 | 0 | 0 | 0 | 0 | 0 | 0 | 0 | 0 | 0 | 0 | 0 | 0 | 0 | 0 | 0 | 0 | 0 | 0 | 0 | 0 | 0 | 0 | 0 | 0 | 0 | 0 | 0 | 0 | 0 | 0 | 0 | 0 | 0 | 0 | 0 | 0 | 0 | 0 | 0 | 0 | 0 | 0 | 0 | 0 | 0 | 0 | 0 | 0 | 0 | 0 | 0 | 0 | 0 | 0 | 0 | 0 | 0 | 0 | 0 | 0 | 0 | 0 | 0 | 0 | 0 | 0 | 0 | 0 | 0 | 0 | 0 | 0 | 0
[19 empty] | Variable env & social | Input | £000s | 0 | 0 | 0 | 0 | 0 | 0 | 0 | 0 | 0 | 0 | 0 | 0 | 0 | 0 | 0 | 0 | 0 | 0 | 0 | 0 | 0 | 0 | 0 | 0 | 0 | 0 | 0 | 0 | 0 | 0 | 0 | 0 | 0 | 0 | 0 | 0 | 0 | 0 | 0 | 0 | 0 | 0 | 0 | 0 | 0 | 0 | 0 | 0 | 0 | 0 | 0 | 0 | 0 | 0 | 0 | 0 | 0 | 0 | 0 | 0 | 0 | 0 | 0 | 0 | 0 | 0 | 0 | 0 | 0 | 0 | 0 | 0 | 0 | 0 | 0 | 0 | 0 | 0 | 0 | 0 | 0 | 0 | 0 | 0 | 0 | 0 | 0 | 0 | 0 | 0 | 0 | 0 | 0 | 0 | 0 | 0 | 0 | 0 | 0 | 0 | 0 | 0 | 0 | 0
[19 empty] | Fixed carbon costs | Input | £000s | 7.6254 | -0.096199 | -0.096199 | -0.096199 | -0.096199 | -0.096199 | -0.096199 | -0.096199 | -0.096199 | -0.096199 | -0.096199 | -0.096199 | -0.096199 | -0.096199 | -0.096199 | -0.096199 | -0.096199 | -0.096199 | -0.096199 | -0.096199 | -0.096199 | -0.096199 | -0.096199 | -0.096199 | -0.096199 | -0.096199 | -0.096199 | -0.096199 | -0.096199 | -0.096199 | -0.096199 | -0.096199 | -0.096199 | -0.096199 | -0.096199 | -0.096199 | -0.096199 | -0.096199 | -0.096199 | -0.096199 | -0.096199 | -0.096199 | -0.096199 | -0.096199 | -0.096199 | -0.096199 | -0.096199 | -0.096199 | -0.096199 | -0.096199 | -0.096199 | -0.096199 | -0.096199 | -0.096199 | -0.096199 | -0.096199 | -0.096199 | -0.096199 | -0.096199 | -0.096199 | -0.096199 | -0.096199 | -0.096199 | -0.096199 | -0.096199 | -0.096199 | -0.096199 | -0.096199 | -0.096199 | -0.096199 | -0.096199 | -0.096199 | -0.096199 | -0.096199 | -0.096199 | -0.096199 | -0.096199 | -0.096199 | -0.096199 | -0.096199 | 0 | 0 | 0 | 0 | 0 | 0 | 0 | 0 | 0 | 0 | 0 | 0 | 0 | 0 | 0 | 0 | 0 | 0 | 0 | 0 | 0 | 0 | 0 | 0
[19 empty] | Variable carbon costs | Input | £000s | 0 | 0 | 0 | 0 | 0 | 0 | 0 | 0 | 0 | 0 | 0 | 0 | 0 | 0 | 0 | 0 | 0 | 0 | 0 | 0 | 0 | 0 | 0 | 0 | 0 | 0 | 0 | 0 | 0 | 0 | 0 | 0 | 0 | 0 | 0 | 0 | 0 | 0 | 0 | 0 | 0 | 0 | 0 | 0 | 0 | 0 | 0 | 0 | 0 | 0 | 0 | 0 | 0 | 0 | 0 | 0 | 0 | 0 | 0 | 0 | 0 | 0 | 0 | 0 | 0 | 0 | 0 | 0 | 0 | 0 | 0 | 0 | 0 | 0 | 0 | 0 | 0 | 0 | 0 | 0 | 0 | 0 | 0 | 0 | 0 | 0 | 0 | 0 | 0 | 0 | 0 | 0 | 0 | 0 | 0 | 0 | 0 | 0 | 0 | 0 | 0 | 0 | 0 | 0
[19 empty] | Customer willingness to pay | Input | £000s | 0 | 0 | 0 | 0 | 0 | 0 | 0 | 0 | 0 | 0 | 0 | 0 | 0 | 0 | 0 | 0 | 0 | 0 | 0 | 0 | 0 | 0 | 0 | 0 | 0 | 0 | 0 | 0 | 0 | 0 | 0 | 0 | 0 | 0 | 0 | 0 | 0 | 0 | 0 | 0 | 0 | 0 | 0 | 0 | 0 | 0 | 0 | 0 | 0 | 0 | 0 | 0 | 0 | 0 | 0 | 0 | 0 | 0 | 0 | 0 | 0 | 0 | 0 | 0 | 0 | 0 | 0 | 0 | 0 | 0 | 0 | 0 | 0 | 0 | 0 | 0 | 0 | 0 | 0 | 0 | 0 | 0 | 0 | 0 | 0 | 0 | 0 | 0 | 0 | 0 | 0 | 0 | 0 | 0 | 0 | 0 | 0 | 0 | 0 | 0 | 0 | 0 | 0 | 0
[19 empty] | Total | Sum of above (excl WAFU) | £000s | 1373.0674 | 1335.4028 | 1315.9812 | 1296.4561 | 1276.8274 | 1257.095 | 1237.2589 | 1217.319 | 1197.2753 | 1177.1276 | -146.904 | -146.904 | -146.904 | -146.904 | -146.904 | 130.1872 | 130.1872 | 130.1872 | 130.1872 | 130.1872 | 130.1872 | 130.1872 | 130.1872 | 130.1872 | 130.1872 | -0.096199 | -0.096199 | -0.096199 | -0.096199 | -0.096199 | -0.096199 | -0.096199 | -0.096199 | -0.096199 | -0.096199 | -0.096199 | -0.096199 | -0.096199 | -0.096199 | -0.096199 | -0.096199 | -0.096199 | -0.096199 | -0.096199 | -0.096199 | -0.096199 | -0.096199 | -0.096199 | -0.096199 | -0.096199 | -0.096199 | -0.096199 | -0.096199 | -0.096199 | -0.096199 | -0.096199 | -0.096199 | -0.096199 | -0.096199 | -0.096199 | -0.096199 | -0.096199 | -0.096199 | -0.096199 | -0.096199 | -0.096199 | -0.096199 | -0.096199 | -0.096199 | -0.096199 | -0.096199 | -0.096199 | -0.096199 | -0.096199 | -0.096199 | -0.096199 | -0.096199 | -0.096199 | -0.096199 | -0.096199 | 0 | 0 | 0 | 0 | 0 | 0 | 0 | 0 | 0 | 0 | 0 | 0 | 0 | 0 | 0 | 0 | 0 | 0 | 0 | 0 | 0 | 0 | 0 | 0
58.1x | SESW-MET-113: Smart Metering of all households | SESW-MET-113 | Metering compulsory | N | 2020 | Capacity | 6.899 | 60631.1213 | 0 | 51437.4686 | 0 | 24.1774 | 0 | 51461.646 | 84.8367 | 84.8766 |  |  | Gains in WAFU / Savings in demand | Input | Ml/d | 0.64557 | 1.3052 | 1.9672 | 2.6316 | 3.2978 | 3.9663 | 4.6366 | 5.31 | 5.9853 | 6.6623 | 6.677 | 6.6916 | 6.7071 | 6.7216 | 6.7373 | 6.753 | 6.7689 | 6.7849 | 6.8011 | 6.8175 | 6.8336 | 6.8499 | 6.8662 | 6.8826 | 6.899 | 6.899 | 6.899 | 6.899 | 6.899 | 6.899 | 6.899 | 6.899 | 6.899 | 6.899 | 6.899 | 6.899 | 6.899 | 6.899 | 6.899 | 6.899 | 6.899 | 6.899 | 6.899 | 6.899 | 6.899 | 6.899 | 6.899 | 6.899 | 6.899 | 6.899 | 6.899 | 6.899 | 6.899 | 6.899 | 6.899 | 6.899 | 6.899 | 6.899 | 6.899 | 6.899 | 6.899 | 6.899 | 6.899 | 6.899 | 6.899 | 6.899 | 6.899 | 6.899 | 6.899 | 6.899 | 6.899 | 6.899 | 6.899 | 6.899 | 6.899 | 6.899 | 6.899 | 6.899 | 6.899 | 6.899 | 0 | 0 | 0 | 0 | 0 | 0 | 0 | 0 | 0 | 0 | 0 | 0 | 0 | 0 | 0 | 0 | 0 | 0 | 0 | 0 | 0 | 0 | 0 | 0
[19 empty] | Fixed capex | Input | £000s | 0 | 0 | 0 | 0 | 0 | 0 | 0 | 0 | 0 | 0 | 0 | 0 | 0 | 0 | 0 | 0 | 0 | 0 | 0 | 0 | 0 | 0 | 0 | 0 | 0 | 0 | 0 | 0 | 0 | 0 | 0 | 0 | 0 | 0 | 0 | 0 | 0 | 0 | 0 | 0 | 0 | 0 | 0 | 0 | 0 | 0 | 0 | 0 | 0 | 0 | 0 | 0 | 0 | 0 | 0 | 0 | 0 | 0 | 0 | 0 | 0 | 0 | 0 | 0 | 0 | 0 | 0 | 0 | 0 | 0 | 0 | 0 | 0 | 0 | 0 | 0 | 0 | 0 | 0 | 0 | 0 | 0 | 0 | 0 | 0 | 0 | 0 | 0 | 0 | 0 | 0 | 0 | 0 | 0 | 0 | 0 | 0 | 0 | 0 | 0 | 0 | 0 | 0 | 0
[19 empty] | Variable capex | Input | £000s | 0 | 0 | 0 | 0 | 0 | 0 | 0 | 0 | 0 | 0 | 0 | 0 | 0 | 0 | 0 | 0 | 0 | 0 | 0 | 0 | 0 | 0 | 0 | 0 | 0 | 0 | 0 | 0 | 0 | 0 | 0 | 0 | 0 | 0 | 0 | 0 | 0 | 0 | 0 | 0 | 0 | 0 | 0 | 0 | 0 | 0 | 0 | 0 | 0 | 0 | 0 | 0 | 0 | 0 | 0 | 0 | 0 | 0 | 0 | 0 | 0 | 0 | 0 | 0 | 0 | 0 | 0 | 0 | 0 | 0 | 0 | 0 | 0 | 0 | 0 | 0 | 0 | 0 | 0 | 0 | 0 | 0 | 0 | 0 | 0 | 0 | 0 | 0 | 0 | 0 | 0 | 0 | 0 | 0 | 0 | 0 | 0 | 0 | 0 | 0 | 0 | 0 | 0 | 0
[19 empty] | Financing costs | Input | £000s | 0 | 0 | 0 | 0 | 0 | 0 | 0 | 0 | 0 | 0 | 0 | 0 | 0 | 0 | 0 | 0 | 0 | 0 | 0 | 0 | 0 | 0 | 0 | 0 | 0 | 0 | 0 | 0 | 0 | 0 | 0 | 0 | 0 | 0 | 0 | 0 | 0 | 0 | 0 | 0 | 0 | 0 | 0 | 0 | 0 | 0 | 0 | 0 | 0 | 0 | 0 | 0 | 0 | 0 | 0 | 0 | 0 | 0 | 0 | 0 | 0 | 0 | 0 | 0 | 0 | 0 | 0 | 0 | 0 | 0 | 0 | 0 | 0 | 0 | 0 | 0 | 0 | 0 | 0 | 0
[19 empty] | Fixed opex | Input | £000s | 10885.6513 | 4308.3221 | 4300.7334 | 4291.1918 | 4267.1435 | 4253.6059 | 4228.9725 | 4239.4247 | 4214.2032 | 4188.0994 | 312.4152 | 317.0038 | 343.4511 | 318.2576 | 358.6936 | 1257.6992 | 1359.3871 | 1369.3228 | 1382.7671 | 1392.2016 | 1389.3777 | 1397.5664 | 1410.6821 | 1414.5404 | 1418.4116 | 0 | 0 | 0 | 0 | 0 | 0 | 0 | 0 | 0 | 0 | 0 | 0 | 0 | 0 | 0 | 0 | 0 | 0 | 0 | 0 | 0 | 0 | 0 | 0 | 0 | 0 | 0 | 0 | 0 | 0 | 0 | 0 | 0 | 0 | 0 | 0 | 0 | 0 | 0 | 0 | 0 | 0 | 0 | 0 | 0 | 0 | 0 | 0 | 0 | 0 | 0 | 0 | 0 | 0 | 0 | 0 | 0 | 0 | 0 | 0 | 0 | 0 | 0 | 0 | 0 | 0 | 0 | 0 | 0 | 0 | 0 | 0 | 0 | 0 | 0 | 0 | 0 | 0 | 0
[19 empty] | Variable opex | Input | £000s | 0 | 0 | 0 | 0 | 0 | 0 | 0 | 0 | 0 | 0 | 0 | 0 | 0 | 0 | 0 | 0 | 0 | 0 | 0 | 0 | 0 | 0 | 0 | 0 | 0 | 0 | 0 | 0 | 0 | 0 | 0 | 0 | 0 | 0 | 0 | 0 | 0 | 0 | 0 | 0 | 0 | 0 | 0 | 0 | 0 | 0 | 0 | 0 | 0 | 0 | 0 | 0 | 0 | 0 | 0 | 0 | 0 | 0 | 0 | 0 | 0 | 0 | 0 | 0 | 0 | 0 | 0 | 0 | 0 | 0 | 0 | 0 | 0 | 0 | 0 | 0 | 0 | 0 | 0 | 0 | 0 | 0 | 0 | 0 | 0 | 0 | 0 | 0 | 0 | 0 | 0 | 0 | 0 | 0 | 0 | 0 | 0 | 0 | 0 | 0 | 0 | 0 | 0 | 0
[19 empty] | Opex savings | Input | £000s | 0 | 0 | 0 | 0 | 0 | 0 | 0 | 0 | 0 | 0 | 0 | 0 | 0 | 0 | 0 | 0 | 0 | 0 | 0 | 0 | 0 | 0 | 0 | 0 | 0 | 0 | 0 | 0 | 0 | 0 | 0 | 0 | 0 | 0 | 0 | 0 | 0 | 0 | 0 | 0 | 0 | 0 | 0 | 0 | 0 | 0 | 0 | 0 | 0 | 0 | 0 | 0 | 0 | 0 | 0 | 0 | 0 | 0 | 0 | 0 | 0 | 0 | 0 | 0 | 0 | 0 | 0 | 0 | 0 | 0 | 0 | 0 | 0 | 0 | 0 | 0 | 0 | 0 | 0 | 0 | 0 | 0 | 0 | 0 | 0 | 0 | 0 | 0 | 0 | 0 | 0 | 0 | 0 | 0 | 0 | 0 | 0 | 0 | 0 | 0 | 0 | 0 | 0 | 0
[19 empty] | Fixed env & social | Input | £000s | 0 | 0 | 0 | 0 | 0 | 0 | 0 | 0 | 0 | 0 | 0 | 0 | 0 | 0 | 0 | 0 | 0 | 0 | 0 | 0 | 0 | 0 | 0 | 0 | 0 | 0 | 0 | 0 | 0 | 0 | 0 | 0 | 0 | 0 | 0 | 0 | 0 | 0 | 0 | 0 | 0 | 0 | 0 | 0 | 0 | 0 | 0 | 0 | 0 | 0 | 0 | 0 | 0 | 0 | 0 | 0 | 0 | 0 | 0 | 0 | 0 | 0 | 0 | 0 | 0 | 0 | 0 | 0 | 0 | 0 | 0 | 0 | 0 | 0 | 0 | 0 | 0 | 0 | 0 | 0 | 0 | 0 | 0 | 0 | 0 | 0 | 0 | 0 | 0 | 0 | 0 | 0 | 0 | 0 | 0 | 0 | 0 | 0 | 0 | 0 | 0 | 0 | 0 | 0
[19 empty] | Variable env & social | Input | £000s | 0 | 0 | 0 | 0 | 0 | 0 | 0 | 0 | 0 | 0 | 0 | 0 | 0 | 0 | 0 | 0 | 0 | 0 | 0 | 0 | 0 | 0 | 0 | 0 | 0 | 0 | 0 | 0 | 0 | 0 | 0 | 0 | 0 | 0 | 0 | 0 | 0 | 0 | 0 | 0 | 0 | 0 | 0 | 0 | 0 | 0 | 0 | 0 | 0 | 0 | 0 | 0 | 0 | 0 | 0 | 0 | 0 | 0 | 0 | 0 | 0 | 0 | 0 | 0 | 0 | 0 | 0 | 0 | 0 | 0 | 0 | 0 | 0 | 0 | 0 | 0 | 0 | 0 | 0 | 0 | 0 | 0 | 0 | 0 | 0 | 0 | 0 | 0 | 0 | 0 | 0 | 0 | 0 | 0 | 0 | 0 | 0 | 0 | 0 | 0 | 0 | 0 | 0 | 0
[19 empty] | Fixed carbon costs | Input | £000s | 28.046 | -0.14053 | -0.14053 | -0.14053 | -0.14053 | -0.14053 | -0.14053 | -0.14053 | -0.14053 | -0.14053 | -0.14053 | -0.14053 | -0.14053 | -0.14053 | -0.14053 | -0.14053 | -0.14053 | -0.14053 | -0.14053 | -0.14053 | -0.14053 | -0.14053 | -0.14053 | -0.14053 | -0.14053 | -0.14053 | -0.14053 | -0.14053 | -0.14053 | -0.14053 | -0.14053 | -0.14053 | -0.14053 | -0.14053 | -0.14053 | -0.14053 | -0.14053 | -0.14053 | -0.14053 | -0.14053 | -0.14053 | -0.14053 | -0.14053 | -0.14053 | -0.14053 | -0.14053 | -0.14053 | -0.14053 | -0.14053 | -0.14053 | -0.14053 | -0.14053 | -0.14053 | -0.14053 | -0.14053 | -0.14053 | -0.14053 | -0.14053 | -0.14053 | -0.14053 | -0.14053 | -0.14053 | -0.14053 | -0.14053 | -0.14053 | -0.14053 | -0.14053 | -0.14053 | -0.14053 | -0.14053 | -0.14053 | -0.14053 | -0.14053 | -0.14053 | -0.14053 | -0.14053 | -0.14053 | -0.14053 | -0.14053 | -0.14053 | 0 | 0 | 0 | 0 | 0 | 0 | 0 | 0 | 0 | 0 | 0 | 0 | 0 | 0 | 0 | 0 | 0 | 0 | 0 | 0 | 0 | 0 | 0 | 0
[19 empty] | Variable carbon costs | Input | £000s | 0 | 0 | 0 | 0 | 0 | 0 | 0 | 0 | 0 | 0 | 0 | 0 | 0 | 0 | 0 | 0 | 0 | 0 | 0 | 0 | 0 | 0 | 0 | 0 | 0 | 0 | 0 | 0 | 0 | 0 | 0 | 0 | 0 | 0 | 0 | 0 | 0 | 0 | 0 | 0 | 0 | 0 | 0 | 0 | 0 | 0 | 0 | 0 | 0 | 0 | 0 | 0 | 0 | 0 | 0 | 0 | 0 | 0 | 0 | 0 | 0 | 0 | 0 | 0 | 0 | 0 | 0 | 0 | 0 | 0 | 0 | 0 | 0 | 0 | 0 | 0 | 0 | 0 | 0 | 0 | 0 | 0 | 0 | 0 | 0 | 0 | 0 | 0 | 0 | 0 | 0 | 0 | 0 | 0 | 0 | 0 | 0 | 0 | 0 | 0 | 0 | 0 | 0 | 0
[19 empty] | Customer willingness to pay | Input | £000s | 0 | 0 | 0 | 0 | 0 | 0 | 0 | 0 | 0 | 0 | 0 | 0 | 0 | 0 | 0 | 0 | 0 | 0 | 0 | 0 | 0 | 0 | 0 | 0 | 0 | 0 | 0 | 0 | 0 | 0 | 0 | 0 | 0 | 0 | 0 | 0 | 0 | 0 | 0 | 0 | 0 | 0 | 0 | 0 | 0 | 0 | 0 | 0 | 0 | 0 | 0 | 0 | 0 | 0 | 0 | 0 | 0 | 0 | 0 | 0 | 0 | 0 | 0 | 0 | 0 | 0 | 0 | 0 | 0 | 0 | 0 | 0 | 0 | 0 | 0 | 0 | 0 | 0 | 0 | 0 | 0 | 0 | 0 | 0 | 0 | 0 | 0 | 0 | 0 | 0 | 0 | 0 | 0 | 0 | 0 | 0 | 0 | 0 | 0 | 0 | 0 | 0 | 0 | 0
[19 empty] | Total | Sum of above (excl WAFU) | £000s | 10913.6973 | 4308.1816 | 4300.5928 | 4291.0513 | 4267.003 | 4253.4653 | 4228.832 | 4239.2842 | 4214.0627 | 4187.9589 | 312.2747 | 316.8633 | 343.3106 | 318.1171 | 358.5531 | 1257.5587 | 1359.2466 | 1369.1823 | 1382.6266 | 1392.061 | 1389.2371 | 1397.4259 | 1410.5415 | 1414.3999 | 1418.271 | -0.14053 | -0.14053 | -0.14053 | -0.14053 | -0.14053 | -0.14053 | -0.14053 | -0.14053 | -0.14053 | -0.14053 | -0.14053 | -0.14053 | -0.14053 | -0.14053 | -0.14053 | -0.14053 | -0.14053 | -0.14053 | -0.14053 | -0.14053 | -0.14053 | -0.14053 | -0.14053 | -0.14053 | -0.14053 | -0.14053 | -0.14053 | -0.14053 | -0.14053 | -0.14053 | -0.14053 | -0.14053 | -0.14053 | -0.14053 | -0.14053 | -0.14053 | -0.14053 | -0.14053 | -0.14053 | -0.14053 | -0.14053 | -0.14053 | -0.14053 | -0.14053 | -0.14053 | -0.14053 | -0.14053 | -0.14053 | -0.14053 | -0.14053 | -0.14053 | -0.14053 | -0.14053 | -0.14053 | -0.14053 | 0 | 0 | 0 | 0 | 0 | 0 | 0 | 0 | 0 | 0 | 0 | 0 | 0 | 0 | 0 | 0 | 0 | 0 | 0 | 0 | 0 | 0 | 0 | 0
58.1x | SESW-MET-311: Smart metering of selected households | SESW-MET-311 | Metering compulsory | N | 2020 | Capacity | 0.46048 | 4469.2428 | 0 | 1004.5751 | 0 | 0.33959 | 0 | 1004.9147 | 22.4775 | 22.4851 |  |  | Gains in WAFU / Savings in demand | Input | Ml/d | 0.09153 | 0.18334 | 0.27544 | 0.36782 | 0.46048 | 0.46048 | 0.46048 | 0.46048 | 0.46048 | 0.46048 | 0.46048 | 0.46048 | 0.46048 | 0.46048 | 0.46048 | 0.46048 | 0.46048 | 0.46048 | 0.46048 | 0.46048 | 0.46048 | 0.46048 | 0.46048 | 0.46048 | 0.46048 | 0.46048 | 0.46048 | 0.46048 | 0.46048 | 0.46048 | 0.46048 | 0.46048 | 0.46048 | 0.46048 | 0.46048 | 0.46048 | 0.46048 | 0.46048 | 0.46048 | 0.46048 | 0.46048 | 0.46048 | 0.46048 | 0.46048 | 0.46048 | 0.46048 | 0.46048 | 0.46048 | 0.46048 | 0.46048 | 0.46048 | 0.46048 | 0.46048 | 0.46048 | 0.46048 | 0.46048 | 0.46048 | 0.46048 | 0.46048 | 0.46048 | 0.46048 | 0.46048 | 0.46048 | 0.46048 | 0.46048 | 0.46048 | 0.46048 | 0.46048 | 0.46048 | 0.46048 | 0.46048 | 0.46048 | 0.46048 | 0.46048 | 0.46048 | 0.46048 | 0.46048 | 0.46048 | 0.46048 | 0.46048 | 0 | 0 | 0 | 0 | 0 | 0 | 0 | 0 | 0 | 0 | 0 | 0 | 0 | 0 | 0 | 0 | 0 | 0 | 0 | 0 | 0 | 0 | 0 | 0
[19 empty] | Fixed capex | Input | £000s | 0 | 0 | 0 | 0 | 0 | 0 | 0 | 0 | 0 | 0 | 0 | 0 | 0 | 0 | 0 | 0 | 0 | 0 | 0 | 0 | 0 | 0 | 0 | 0 | 0 | 0 | 0 | 0 | 0 | 0 | 0 | 0 | 0 | 0 | 0 | 0 | 0 | 0 | 0 | 0 | 0 | 0 | 0 | 0 | 0 | 0 | 0 | 0 | 0 | 0 | 0 | 0 | 0 | 0 | 0 | 0 | 0 | 0 | 0 | 0 | 0 | 0 | 0 | 0 | 0 | 0 | 0 | 0 | 0 | 0 | 0 | 0 | 0 | 0 | 0 | 0 | 0 | 0 | 0 | 0 | 0 | 0 | 0 | 0 | 0 | 0 | 0 | 0 | 0 | 0 | 0 | 0 | 0 | 0 | 0 | 0 | 0 | 0 | 0 | 0 | 0 | 0 | 0 | 0
[19 empty] | Variable capex | Input | £000s | 0 | 0 | 0 | 0 | 0 | 0 | 0 | 0 | 0 | 0 | 0 | 0 | 0 | 0 | 0 | 0 | 0 | 0 | 0 | 0 | 0 | 0 | 0 | 0 | 0 | 0 | 0 | 0 | 0 | 0 | 0 | 0 | 0 | 0 | 0 | 0 | 0 | 0 | 0 | 0 | 0 | 0 | 0 | 0 | 0 | 0 | 0 | 0 | 0 | 0 | 0 | 0 | 0 | 0 | 0 | 0 | 0 | 0 | 0 | 0 | 0 | 0 | 0 | 0 | 0 | 0 | 0 | 0 | 0 | 0 | 0 | 0 | 0 | 0 | 0 | 0 | 0 | 0 | 0 | 0 | 0 | 0 | 0 | 0 | 0 | 0 | 0 | 0 | 0 | 0 | 0 | 0 | 0 | 0 | 0 | 0 | 0 | 0 | 0 | 0 | 0 | 0 | 0 | 0
[19 empty] | Financing costs | Input | £000s | 0 | 0 | 0 | 0 | 0 | 0 | 0 | 0 | 0 | 0 | 0 | 0 | 0 | 0 | 0 | 0 | 0 | 0 | 0 | 0 | 0 | 0 | 0 | 0 | 0 | 0 | 0 | 0 | 0 | 0 | 0 | 0 | 0 | 0 | 0 | 0 | 0 | 0 | 0 | 0 | 0 | 0 | 0 | 0 | 0 | 0 | 0 | 0 | 0 | 0 | 0 | 0 | 0 | 0 | 0 | 0 | 0 | 0 | 0 | 0 | 0 | 0 | 0 | 0 | 0 | 0 | 0 | 0 | 0 | 0 | 0 | 0 | 0 | 0 | 0 | 0 | 0 | 0 | 0 | 0
[19 empty] | Fixed opex | Input | £000s | 499.9392 | 206.4312 | 200.7973 | 195.1426 | 189.467 | -28.1693 | -28.1693 | -28.1693 | -28.1693 | -28.1693 | -28.1693 | -28.1693 | -28.1693 | -28.1693 | -28.1693 | 16.8264 | 16.8264 | 16.8264 | 16.8264 | 16.8264 | -28.1693 | -28.1693 | -28.1693 | -28.1693 | -28.1693 | 0 | 0 | 0 | 0 | 0 | 0 | 0 | 0 | 0 | 0 | 0 | 0 | 0 | 0 | 0 | 0 | 0 | 0 | 0 | 0 | 0 | 0 | 0 | 0 | 0 | 0 | 0 | 0 | 0 | 0 | 0 | 0 | 0 | 0 | 0 | 0 | 0 | 0 | 0 | 0 | 0 | 0 | 0 | 0 | 0 | 0 | 0 | 0 | 0 | 0 | 0 | 0 | 0 | 0 | 0 | 0 | 0 | 0 | 0 | 0 | 0 | 0 | 0 | 0 | 0 | 0 | 0 | 0 | 0 | 0 | 0 | 0 | 0 | 0 | 0 | 0 | 0 | 0 | 0
[19 empty] | Variable opex | Input | £000s | 0 | 0 | 0 | 0 | 0 | 0 | 0 | 0 | 0 | 0 | 0 | 0 | 0 | 0 | 0 | 0 | 0 | 0 | 0 | 0 | 0 | 0 | 0 | 0 | 0 | 0 | 0 | 0 | 0 | 0 | 0 | 0 | 0 | 0 | 0 | 0 | 0 | 0 | 0 | 0 | 0 | 0 | 0 | 0 | 0 | 0 | 0 | 0 | 0 | 0 | 0 | 0 | 0 | 0 | 0 | 0 | 0 | 0 | 0 | 0 | 0 | 0 | 0 | 0 | 0 | 0 | 0 | 0 | 0 | 0 | 0 | 0 | 0 | 0 | 0 | 0 | 0 | 0 | 0 | 0 | 0 | 0 | 0 | 0 | 0 | 0 | 0 | 0 | 0 | 0 | 0 | 0 | 0 | 0 | 0 | 0 | 0 | 0 | 0 | 0 | 0 | 0 | 0 | 0
[19 empty] | Opex savings | Input | £000s | 0 | 0 | 0 | 0 | 0 | 0 | 0 | 0 | 0 | 0 | 0 | 0 | 0 | 0 | 0 | 0 | 0 | 0 | 0 | 0 | 0 | 0 | 0 | 0 | 0 | 0 | 0 | 0 | 0 | 0 | 0 | 0 | 0 | 0 | 0 | 0 | 0 | 0 | 0 | 0 | 0 | 0 | 0 | 0 | 0 | 0 | 0 | 0 | 0 | 0 | 0 | 0 | 0 | 0 | 0 | 0 | 0 | 0 | 0 | 0 | 0 | 0 | 0 | 0 | 0 | 0 | 0 | 0 | 0 | 0 | 0 | 0 | 0 | 0 | 0 | 0 | 0 | 0 | 0 | 0 | 0 | 0 | 0 | 0 | 0 | 0 | 0 | 0 | 0 | 0 | 0 | 0 | 0 | 0 | 0 | 0 | 0 | 0 | 0 | 0 | 0 | 0 | 0 | 0
[19 empty] | Fixed env & social | Input | £000s | 0 | 0 | 0 | 0 | 0 | 0 | 0 | 0 | 0 | 0 | 0 | 0 | 0 | 0 | 0 | 0 | 0 | 0 | 0 | 0 | 0 | 0 | 0 | 0 | 0 | 0 | 0 | 0 | 0 | 0 | 0 | 0 | 0 | 0 | 0 | 0 | 0 | 0 | 0 | 0 | 0 | 0 | 0 | 0 | 0 | 0 | 0 | 0 | 0 | 0 | 0 | 0 | 0 | 0 | 0 | 0 | 0 | 0 | 0 | 0 | 0 | 0 | 0 | 0 | 0 | 0 | 0 | 0 | 0 | 0 | 0 | 0 | 0 | 0 | 0 | 0 | 0 | 0 | 0 | 0 | 0 | 0 | 0 | 0 | 0 | 0 | 0 | 0 | 0 | 0 | 0 | 0 | 0 | 0 | 0 | 0 | 0 | 0 | 0 | 0 | 0 | 0 | 0 | 0
[19 empty] | Variable env & social | Input | £000s | 0 | 0 | 0 | 0 | 0 | 0 | 0 | 0 | 0 | 0 | 0 | 0 | 0 | 0 | 0 | 0 | 0 | 0 | 0 | 0 | 0 | 0 | 0 | 0 | 0 | 0 | 0 | 0 | 0 | 0 | 0 | 0 | 0 | 0 | 0 | 0 | 0 | 0 | 0 | 0 | 0 | 0 | 0 | 0 | 0 | 0 | 0 | 0 | 0 | 0 | 0 | 0 | 0 | 0 | 0 | 0 | 0 | 0 | 0 | 0 | 0 | 0 | 0 | 0 | 0 | 0 | 0 | 0 | 0 | 0 | 0 | 0 | 0 | 0 | 0 | 0 | 0 | 0 | 0 | 0 | 0 | 0 | 0 | 0 | 0 | 0 | 0 | 0 | 0 | 0 | 0 | 0 | 0 | 0 | 0 | 0 | 0 | 0 | 0 | 0 | 0 | 0 | 0 | 0
[19 empty] | Fixed carbon costs | Input | £000s | 0.61687 | -0.010072 | -0.010072 | -0.010072 | -0.010072 | -0.010072 | -0.010072 | -0.010072 | -0.010072 | -0.010072 | -0.010072 | -0.010072 | -0.010072 | -0.010072 | -0.010072 | -0.010072 | -0.010072 | -0.010072 | -0.010072 | -0.010072 | -0.010072 | -0.010072 | -0.010072 | -0.010072 | -0.010072 | -0.010072 | -0.010072 | -0.010072 | -0.010072 | -0.010072 | -0.010072 | -0.010072 | -0.010072 | -0.010072 | -0.010072 | -0.010072 | -0.010072 | -0.010072 | -0.010072 | -0.010072 | -0.010072 | -0.010072 | -0.010072 | -0.010072 | -0.010072 | -0.010072 | -0.010072 | -0.010072 | -0.010072 | -0.010072 | -0.010072 | -0.010072 | -0.010072 | -0.010072 | -0.010072 | -0.010072 | -0.010072 | -0.010072 | -0.010072 | -0.010072 | -0.010072 | -0.010072 | -0.010072 | -0.010072 | -0.010072 | -0.010072 | -0.010072 | -0.010072 | -0.010072 | -0.010072 | -0.010072 | -0.010072 | -0.010072 | -0.010072 | -0.010072 | -0.010072 | -0.010072 | -0.010072 | -0.010072 | -0.010072 | 0 | 0 | 0 | 0 | 0 | 0 | 0 | 0 | 0 | 0 | 0 | 0 | 0 | 0 | 0 | 0 | 0 | 0 | 0 | 0 | 0 | 0 | 0 | 0
[19 empty] | Variable carbon costs | Input | £000s | 0 | 0 | 0 | 0 | 0 | 0 | 0 | 0 | 0 | 0 | 0 | 0 | 0 | 0 | 0 | 0 | 0 | 0 | 0 | 0 | 0 | 0 | 0 | 0 | 0 | 0 | 0 | 0 | 0 | 0 | 0 | 0 | 0 | 0 | 0 | 0 | 0 | 0 | 0 | 0 | 0 | 0 | 0 | 0 | 0 | 0 | 0 | 0 | 0 | 0 | 0 | 0 | 0 | 0 | 0 | 0 | 0 | 0 | 0 | 0 | 0 | 0 | 0 | 0 | 0 | 0 | 0 | 0 | 0 | 0 | 0 | 0 | 0 | 0 | 0 | 0 | 0 | 0 | 0 | 0 | 0 | 0 | 0 | 0 | 0 | 0 | 0 | 0 | 0 | 0 | 0 | 0 | 0 | 0 | 0 | 0 | 0 | 0 | 0 | 0 | 0 | 0 | 0 | 0
[19 empty] | Customer willingness to pay | Input | £000s | 0 | 0 | 0 | 0 | 0 | 0 | 0 | 0 | 0 | 0 | 0 | 0 | 0 | 0 | 0 | 0 | 0 | 0 | 0 | 0 | 0 | 0 | 0 | 0 | 0 | 0 | 0 | 0 | 0 | 0 | 0 | 0 | 0 | 0 | 0 | 0 | 0 | 0 | 0 | 0 | 0 | 0 | 0 | 0 | 0 | 0 | 0 | 0 | 0 | 0 | 0 | 0 | 0 | 0 | 0 | 0 | 0 | 0 | 0 | 0 | 0 | 0 | 0 | 0 | 0 | 0 | 0 | 0 | 0 | 0 | 0 | 0 | 0 | 0 | 0 | 0 | 0 | 0 | 0 | 0 | 0 | 0 | 0 | 0 | 0 | 0 | 0 | 0 | 0 | 0 | 0 | 0 | 0 | 0 | 0 | 0 | 0 | 0 | 0 | 0 | 0 | 0 | 0 | 0
[19 empty] | Total | Sum of above (excl WAFU) | £000s | 500.5561 | 206.4211 | 200.7873 | 195.1325 | 189.4569 | -28.1794 | -28.1794 | -28.1794 | -28.1794 | -28.1794 | -28.1794 | -28.1794 | -28.1794 | -28.1794 | -28.1794 | 16.8163 | 16.8163 | 16.8163 | 16.8163 | 16.8163 | -28.1794 | -28.1794 | -28.1794 | -28.1794 | -28.1794 | -0.010072 | -0.010072 | -0.010072 | -0.010072 | -0.010072 | -0.010072 | -0.010072 | -0.010072 | -0.010072 | -0.010072 | -0.010072 | -0.010072 | -0.010072 | -0.010072 | -0.010072 | -0.010072 | -0.010072 | -0.010072 | -0.010072 | -0.010072 | -0.010072 | -0.010072 | -0.010072 | -0.010072 | -0.010072 | -0.010072 | -0.010072 | -0.010072 | -0.010072 | -0.010072 | -0.010072 | -0.010072 | -0.010072 | -0.010072 | -0.010072 | -0.010072 | -0.010072 | -0.010072 | -0.010072 | -0.010072 | -0.010072 | -0.010072 | -0.010072 | -0.010072 | -0.010072 | -0.010072 | -0.010072 | -0.010072 | -0.010072 | -0.010072 | -0.010072 | -0.010072 | -0.010072 | -0.010072 | -0.010072 | 0 | 0 | 0 | 0 | 0 | 0 | 0 | 0 | 0 | 0 | 0 | 0 | 0 | 0 | 0 | 0 | 0 | 0 | 0 | 0 | 0 | 0 | 0 | 0
58.1x | SESW-WEF-157: Dual flush toilets retrofit | SESW-WEF-157 | Household water audit | N | 2020 | Capacity | 0.8467 | 3443.1174 | 0 | 801.7831 | 0 | 1.8281 | 0 | 803.6112 | 23.2865 | 23.3396 |  |  | Gains in WAFU / Savings in demand | Input | Ml/d | 0.16934 | 0.33868 | 0.50802 | 0.67736 | 0.8467 | 0.8467 | 0.8467 | 0.8467 | 0.8467 | 0.8467 | 0.8467 | 0.8467 | 0.8467 | 0.8467 | 0.8467 | 0.67736 | 0.50802 | 0.33868 | 0.16934 | 0 | 0 | 0 | 0 | 0 | 0 | 0 | 0 | 0 | 0 | 0 | 0 | 0 | 0 | 0 | 0 | 0 | 0 | 0 | 0 | 0 | 0 | 0 | 0 | 0 | 0 | 0 | 0 | 0 | 0 | 0 | 0 | 0 | 0 | 0 | 0 | 0 | 0 | 0 | 0 | 0 | 0 | 0 | 0 | 0 | 0 | 0 | 0 | 0 | 0 | 0 | 0 | 0 | 0 | 0 | 0 | 0 | 0 | 0 | 0 | 0 | 0 | 0 | 0 | 0 | 0 | 0 | 0 | 0 | 0 | 0 | 0 | 0 | 0 | 0 | 0 | 0 | 0 | 0 | 0 | 0 | 0 | 0 | 0 | 0
[19 empty] | Fixed capex | Input | £000s | 0 | 0 | 0 | 0 | 0 | 0 | 0 | 0 | 0 | 0 | 0 | 0 | 0 | 0 | 0 | 0 | 0 | 0 | 0 | 0 | 0 | 0 | 0 | 0 | 0 | 0 | 0 | 0 | 0 | 0 | 0 | 0 | 0 | 0 | 0 | 0 | 0 | 0 | 0 | 0 | 0 | 0 | 0 | 0 | 0 | 0 | 0 | 0 | 0 | 0 | 0 | 0 | 0 | 0 | 0 | 0 | 0 | 0 | 0 | 0 | 0 | 0 | 0 | 0 | 0 | 0 | 0 | 0 | 0 | 0 | 0 | 0 | 0 | 0 | 0 | 0 | 0 | 0 | 0 | 0 | 0 | 0 | 0 | 0 | 0 | 0 | 0 | 0 | 0 | 0 | 0 | 0 | 0 | 0 | 0 | 0 | 0 | 0 | 0 | 0 | 0 | 0 | 0 | 0
[19 empty] | Variable capex | Input | £000s | 0 | 0 | 0 | 0 | 0 | 0 | 0 | 0 | 0 | 0 | 0 | 0 | 0 | 0 | 0 | 0 | 0 | 0 | 0 | 0 | 0 | 0 | 0 | 0 | 0 | 0 | 0 | 0 | 0 | 0 | 0 | 0 | 0 | 0 | 0 | 0 | 0 | 0 | 0 | 0 | 0 | 0 | 0 | 0 | 0 | 0 | 0 | 0 | 0 | 0 | 0 | 0 | 0 | 0 | 0 | 0 | 0 | 0 | 0 | 0 | 0 | 0 | 0 | 0 | 0 | 0 | 0 | 0 | 0 | 0 | 0 | 0 | 0 | 0 | 0 | 0 | 0 | 0 | 0 | 0 | 0 | 0 | 0 | 0 | 0 | 0 | 0 | 0 | 0 | 0 | 0 | 0 | 0 | 0 | 0 | 0 | 0 | 0 | 0 | 0 | 0 | 0 | 0 | 0
[19 empty] | Financing costs | Input | £000s | 0 | 0 | 0 | 0 | 0 | 0 | 0 | 0 | 0 | 0 | 0 | 0 | 0 | 0 | 0 | 0 | 0 | 0 | 0 | 0 | 0 | 0 | 0 | 0 | 0 | 0 | 0 | 0 | 0 | 0 | 0 | 0 | 0 | 0 | 0 | 0 | 0 | 0 | 0 | 0 | 0 | 0 | 0 | 0 | 0 | 0 | 0 | 0 | 0 | 0 | 0 | 0 | 0 | 0 | 0 | 0 | 0 | 0 | 0 | 0 | 0 | 0 | 0 | 0 | 0 | 0 | 0 | 0 | 0 | 0 | 0 | 0 | 0 | 0 | 0 | 0 | 0 | 0 | 0 | 0
[19 empty] | Fixed opex | Input | £000s | 307.8417 | 295.3637 | 282.8856 | 270.4076 | 257.9295 | -62.3903 | -62.3903 | -62.3903 | -62.3903 | -62.3903 | -62.3903 | -62.3903 | -62.3903 | -62.3903 | -62.3903 | -49.9122 | -37.4342 | -24.9561 | -12.4781 | 0 | 0 | 0 | 0 | 0 | 0 | 0 | 0 | 0 | 0 | 0 | 0 | 0 | 0 | 0 | 0 | 0 | 0 | 0 | 0 | 0 | 0 | 0 | 0 | 0 | 0 | 0 | 0 | 0 | 0 | 0 | 0 | 0 | 0 | 0 | 0 | 0 | 0 | 0 | 0 | 0 | 0 | 0 | 0 | 0 | 0 | 0 | 0 | 0 | 0 | 0 | 0 | 0 | 0 | 0 | 0 | 0 | 0 | 0 | 0 | 0 | 0 | 0 | 0 | 0 | 0 | 0 | 0 | 0 | 0 | 0 | 0 | 0 | 0 | 0 | 0 | 0 | 0 | 0 | 0 | 0 | 0 | 0 | 0 | 0
[19 empty] | Variable opex | Input | £000s | 0 | 0 | 0 | 0 | 0 | 0 | 0 | 0 | 0 | 0 | 0 | 0 | 0 | 0 | 0 | 0 | 0 | 0 | 0 | 0 | 0 | 0 | 0 | 0 | 0 | 0 | 0 | 0 | 0 | 0 | 0 | 0 | 0 | 0 | 0 | 0 | 0 | 0 | 0 | 0 | 0 | 0 | 0 | 0 | 0 | 0 | 0 | 0 | 0 | 0 | 0 | 0 | 0 | 0 | 0 | 0 | 0 | 0 | 0 | 0 | 0 | 0 | 0 | 0 | 0 | 0 | 0 | 0 | 0 | 0 | 0 | 0 | 0 | 0 | 0 | 0 | 0 | 0 | 0 | 0 | 0 | 0 | 0 | 0 | 0 | 0 | 0 | 0 | 0 | 0 | 0 | 0 | 0 | 0 | 0 | 0 | 0 | 0 | 0 | 0 | 0 | 0 | 0 | 0
[19 empty] | Opex savings | Input | £000s | 0 | 0 | 0 | 0 | 0 | 0 | 0 | 0 | 0 | 0 | 0 | 0 | 0 | 0 | 0 | 0 | 0 | 0 | 0 | 0 | 0 | 0 | 0 | 0 | 0 | 0 | 0 | 0 | 0 | 0 | 0 | 0 | 0 | 0 | 0 | 0 | 0 | 0 | 0 | 0 | 0 | 0 | 0 | 0 | 0 | 0 | 0 | 0 | 0 | 0 | 0 | 0 | 0 | 0 | 0 | 0 | 0 | 0 | 0 | 0 | 0 | 0 | 0 | 0 | 0 | 0 | 0 | 0 | 0 | 0 | 0 | 0 | 0 | 0 | 0 | 0 | 0 | 0 | 0 | 0 | 0 | 0 | 0 | 0 | 0 | 0 | 0 | 0 | 0 | 0 | 0 | 0 | 0 | 0 | 0 | 0 | 0 | 0 | 0 | 0 | 0 | 0 | 0 | 0
[19 empty] | Fixed env & social | Input | £000s | 0 | 0 | 0 | 0 | 0 | 0 | 0 | 0 | 0 | 0 | 0 | 0 | 0 | 0 | 0 | 0 | 0 | 0 | 0 | 0 | 0 | 0 | 0 | 0 | 0 | 0 | 0 | 0 | 0 | 0 | 0 | 0 | 0 | 0 | 0 | 0 | 0 | 0 | 0 | 0 | 0 | 0 | 0 | 0 | 0 | 0 | 0 | 0 | 0 | 0 | 0 | 0 | 0 | 0 | 0 | 0 | 0 | 0 | 0 | 0 | 0 | 0 | 0 | 0 | 0 | 0 | 0 | 0 | 0 | 0 | 0 | 0 | 0 | 0 | 0 | 0 | 0 | 0 | 0 | 0 | 0 | 0 | 0 | 0 | 0 | 0 | 0 | 0 | 0 | 0 | 0 | 0 | 0 | 0 | 0 | 0 | 0 | 0 | 0 | 0 | 0 | 0 | 0 | 0
[19 empty] | Variable env & social | Input | £000s | 0 | 0 | 0 | 0 | 0 | 0 | 0 | 0 | 0 | 0 | 0 | 0 | 0 | 0 | 0 | 0 | 0 | 0 | 0 | 0 | 0 | 0 | 0 | 0 | 0 | 0 | 0 | 0 | 0 | 0 | 0 | 0 | 0 | 0 | 0 | 0 | 0 | 0 | 0 | 0 | 0 | 0 | 0 | 0 | 0 | 0 | 0 | 0 | 0 | 0 | 0 | 0 | 0 | 0 | 0 | 0 | 0 | 0 | 0 | 0 | 0 | 0 | 0 | 0 | 0 | 0 | 0 | 0 | 0 | 0 | 0 | 0 | 0 | 0 | 0 | 0 | 0 | 0 | 0 | 0 | 0 | 0 | 0 | 0 | 0 | 0 | 0 | 0 | 0 | 0 | 0 | 0 | 0 | 0 | 0 | 0 | 0 | 0 | 0 | 0 | 0 | 0 | 0 | 0
[19 empty] | Fixed carbon costs | Input | £000s | 2.2247 | -0.014407 | -0.014407 | -0.014407 | -0.014407 | -0.014407 | -0.014407 | -0.014407 | -0.014407 | -0.014407 | -0.014407 | -0.014407 | -0.014407 | -0.014407 | -0.014407 | -0.014407 | -0.014407 | -0.014407 | -0.014407 | -0.014407 | -0.014407 | -0.014407 | -0.014407 | -0.014407 | -0.014407 | -0.014407 | -0.014407 | -0.014407 | -0.014407 | -0.014407 | -0.014407 | -0.014407 | -0.014407 | -0.014407 | -0.014407 | -0.014407 | -0.014407 | -0.014407 | -0.014407 | -0.014407 | -0.014407 | -0.014407 | -0.014407 | -0.014407 | -0.014407 | -0.014407 | -0.014407 | -0.014407 | -0.014407 | -0.014407 | -0.014407 | -0.014407 | -0.014407 | -0.014407 | -0.014407 | -0.014407 | -0.014407 | -0.014407 | -0.014407 | -0.014407 | -0.014407 | -0.014407 | -0.014407 | -0.014407 | -0.014407 | -0.014407 | -0.014407 | -0.014407 | -0.014407 | -0.014407 | -0.014407 | -0.014407 | -0.014407 | -0.014407 | -0.014407 | -0.014407 | -0.014407 | -0.014407 | -0.014407 | -0.014407 | 0 | 0 | 0 | 0 | 0 | 0 | 0 | 0 | 0 | 0 | 0 | 0 | 0 | 0 | 0 | 0 | 0 | 0 | 0 | 0 | 0 | 0 | 0 | 0
[19 empty] | Variable carbon costs | Input | £000s | 0 | 0 | 0 | 0 | 0 | 0 | 0 | 0 | 0 | 0 | 0 | 0 | 0 | 0 | 0 | 0 | 0 | 0 | 0 | 0 | 0 | 0 | 0 | 0 | 0 | 0 | 0 | 0 | 0 | 0 | 0 | 0 | 0 | 0 | 0 | 0 | 0 | 0 | 0 | 0 | 0 | 0 | 0 | 0 | 0 | 0 | 0 | 0 | 0 | 0 | 0 | 0 | 0 | 0 | 0 | 0 | 0 | 0 | 0 | 0 | 0 | 0 | 0 | 0 | 0 | 0 | 0 | 0 | 0 | 0 | 0 | 0 | 0 | 0 | 0 | 0 | 0 | 0 | 0 | 0 | 0 | 0 | 0 | 0 | 0 | 0 | 0 | 0 | 0 | 0 | 0 | 0 | 0 | 0 | 0 | 0 | 0 | 0 | 0 | 0 | 0 | 0 | 0 | 0
[19 empty] | Customer willingness to pay | Input | £000s | 0 | 0 | 0 | 0 | 0 | 0 | 0 | 0 | 0 | 0 | 0 | 0 | 0 | 0 | 0 | 0 | 0 | 0 | 0 | 0 | 0 | 0 | 0 | 0 | 0 | 0 | 0 | 0 | 0 | 0 | 0 | 0 | 0 | 0 | 0 | 0 | 0 | 0 | 0 | 0 | 0 | 0 | 0 | 0 | 0 | 0 | 0 | 0 | 0 | 0 | 0 | 0 | 0 | 0 | 0 | 0 | 0 | 0 | 0 | 0 | 0 | 0 | 0 | 0 | 0 | 0 | 0 | 0 | 0 | 0 | 0 | 0 | 0 | 0 | 0 | 0 | 0 | 0 | 0 | 0 | 0 | 0 | 0 | 0 | 0 | 0 | 0 | 0 | 0 | 0 | 0 | 0 | 0 | 0 | 0 | 0 | 0 | 0 | 0 | 0 | 0 | 0 | 0 | 0
[19 empty] | Total | Sum of above (excl WAFU) | £000s | 310.0664 | 295.3493 | 282.8712 | 270.3932 | 257.9151 | -62.4047 | -62.4047 | -62.4047 | -62.4047 | -62.4047 | -62.4047 | -62.4047 | -62.4047 | -62.4047 | -62.4047 | -49.9266 | -37.4486 | -24.9705 | -12.4925 | -0.014407 | -0.014407 | -0.014407 | -0.014407 | -0.014407 | -0.014407 | -0.014407 | -0.014407 | -0.014407 | -0.014407 | -0.014407 | -0.014407 | -0.014407 | -0.014407 | -0.014407 | -0.014407 | -0.014407 | -0.014407 | -0.014407 | -0.014407 | -0.014407 | -0.014407 | -0.014407 | -0.014407 | -0.014407 | -0.014407 | -0.014407 | -0.014407 | -0.014407 | -0.014407 | -0.014407 | -0.014407 | -0.014407 | -0.014407 | -0.014407 | -0.014407 | -0.014407 | -0.014407 | -0.014407 | -0.014407 | -0.014407 | -0.014407 | -0.014407 | -0.014407 | -0.014407 | -0.014407 | -0.014407 | -0.014407 | -0.014407 | -0.014407 | -0.014407 | -0.014407 | -0.014407 | -0.014407 | -0.014407 | -0.014407 | -0.014407 | -0.014407 | -0.014407 | -0.014407 | -0.014407 | 0 | 0 | 0 | 0 | 0 | 0 | 0 | 0 | 0 | 0 | 0 | 0 | 0 | 0 | 0 | 0 | 0 | 0 | 0 | 0 | 0 | 0 | 0 | 0
58.1x | SESW-WEF-308: Campaign targeting domestic customers with high consumption - leaking toilets | SESW-WEF-308 | Household water audit | N | 2020 | Capacity | 0.42935 | 1745.9739 | 0 | -197.8437 | 0 | 0.0079883 | 0 | -197.8357 | -11.3314 | -11.331 |  |  | Gains in WAFU / Savings in demand | Input | Ml/d | 0.085871 | 0.17174 | 0.25761 | 0.34348 | 0.42935 | 0.42935 | 0.42935 | 0.42935 | 0.42935 | 0.42935 | 0.42935 | 0.42935 | 0.42935 | 0.42935 | 0.42935 | 0.34348 | 0.25761 | 0.17174 | 0.085871 | 0 | 0 | 0 | 0 | 0 | 0 | 0 | 0 | 0 | 0 | 0 | 0 | 0 | 0 | 0 | 0 | 0 | 0 | 0 | 0 | 0 | 0 | 0 | 0 | 0 | 0 | 0 | 0 | 0 | 0 | 0 | 0 | 0 | 0 | 0 | 0 | 0 | 0 | 0 | 0 | 0 | 0 | 0 | 0 | 0 | 0 | 0 | 0 | 0 | 0 | 0 | 0 | 0 | 0 | 0 | 0 | 0 | 0 | 0 | 0 | 0 | 0 | 0 | 0 | 0 | 0 | 0 | 0 | 0 | 0 | 0 | 0 | 0 | 0 | 0 | 0 | 0 | 0 | 0 | 0 | 0 | 0 | 0 | 0 | 0
[19 empty] | Fixed capex | Input | £000s | 0 | 0 | 0 | 0 | 0 | 0 | 0 | 0 | 0 | 0 | 0 | 0 | 0 | 0 | 0 | 0 | 0 | 0 | 0 | 0 | 0 | 0 | 0 | 0 | 0 | 0 | 0 | 0 | 0 | 0 | 0 | 0 | 0 | 0 | 0 | 0 | 0 | 0 | 0 | 0 | 0 | 0 | 0 | 0 | 0 | 0 | 0 | 0 | 0 | 0 | 0 | 0 | 0 | 0 | 0 | 0 | 0 | 0 | 0 | 0 | 0 | 0 | 0 | 0 | 0 | 0 | 0 | 0 | 0 | 0 | 0 | 0 | 0 | 0 | 0 | 0 | 0 | 0 | 0 | 0 | 0 | 0 | 0 | 0 | 0 | 0 | 0 | 0 | 0 | 0 | 0 | 0 | 0 | 0 | 0 | 0 | 0 | 0 | 0 | 0 | 0 | 0 | 0 | 0
[19 empty] | Variable capex | Input | £000s | 0 | 0 | 0 | 0 | 0 | 0 | 0 | 0 | 0 | 0 | 0 | 0 | 0 | 0 | 0 | 0 | 0 | 0 | 0 | 0 | 0 | 0 | 0 | 0 | 0 | 0 | 0 | 0 | 0 | 0 | 0 | 0 | 0 | 0 | 0 | 0 | 0 | 0 | 0 | 0 | 0 | 0 | 0 | 0 | 0 | 0 | 0 | 0 | 0 | 0 | 0 | 0 | 0 | 0 | 0 | 0 | 0 | 0 | 0 | 0 | 0 | 0 | 0 | 0 | 0 | 0 | 0 | 0 | 0 | 0 | 0 | 0 | 0 | 0 | 0 | 0 | 0 | 0 | 0 | 0 | 0 | 0 | 0 | 0 | 0 | 0 | 0 | 0 | 0 | 0 | 0 | 0 | 0 | 0 | 0 | 0 | 0 | 0 | 0 | 0 | 0 | 0 | 0 | 0
[19 empty] | Financing costs | Input | £000s | 0 | 0 | 0 | 0 | 0 | 0 | 0 | 0 | 0 | 0 | 0 | 0 | 0 | 0 | 0 | 0 | 0 | 0 | 0 | 0 | 0 | 0 | 0 | 0 | 0 | 0 | 0 | 0 | 0 | 0 | 0 | 0 | 0 | 0 | 0 | 0 | 0 | 0 | 0 | 0 | 0 | 0 | 0 | 0 | 0 | 0 | 0 | 0 | 0 | 0 | 0 | 0 | 0 | 0 | 0 | 0 | 0 | 0 | 0 | 0 | 0 | 0 | 0 | 0 | 0 | 0 | 0 | 0 | 0 | 0 | 0 | 0 | 0 | 0 | 0 | 0 | 0 | 0 | 0 | 0
[19 empty] | Fixed opex | Input | £000s | 26.7628 | 20.4353 | 14.1078 | 7.7803 | 1.4527 | -31.6375 | -31.6375 | -31.6375 | -31.6375 | -31.6375 | -31.6375 | -31.6375 | -31.6375 | -31.6375 | -31.6375 | -25.31 | -18.9825 | -12.655 | -6.3275 | 0 | 0 | 0 | 0 | 0 | 0 | 0 | 0 | 0 | 0 | 0 | 0 | 0 | 0 | 0 | 0 | 0 | 0 | 0 | 0 | 0 | 0 | 0 | 0 | 0 | 0 | 0 | 0 | 0 | 0 | 0 | 0 | 0 | 0 | 0 | 0 | 0 | 0 | 0 | 0 | 0 | 0 | 0 | 0 | 0 | 0 | 0 | 0 | 0 | 0 | 0 | 0 | 0 | 0 | 0 | 0 | 0 | 0 | 0 | 0 | 0 | 0 | 0 | 0 | 0 | 0 | 0 | 0 | 0 | 0 | 0 | 0 | 0 | 0 | 0 | 0 | 0 | 0 | 0 | 0 | 0 | 0 | 0 | 0 | 0
[19 empty] | Variable opex | Input | £000s | 0 | 0 | 0 | 0 | 0 | 0 | 0 | 0 | 0 | 0 | 0 | 0 | 0 | 0 | 0 | 0 | 0 | 0 | 0 | 0 | 0 | 0 | 0 | 0 | 0 | 0 | 0 | 0 | 0 | 0 | 0 | 0 | 0 | 0 | 0 | 0 | 0 | 0 | 0 | 0 | 0 | 0 | 0 | 0 | 0 | 0 | 0 | 0 | 0 | 0 | 0 | 0 | 0 | 0 | 0 | 0 | 0 | 0 | 0 | 0 | 0 | 0 | 0 | 0 | 0 | 0 | 0 | 0 | 0 | 0 | 0 | 0 | 0 | 0 | 0 | 0 | 0 | 0 | 0 | 0 | 0 | 0 | 0 | 0 | 0 | 0 | 0 | 0 | 0 | 0 | 0 | 0 | 0 | 0 | 0 | 0 | 0 | 0 | 0 | 0 | 0 | 0 | 0 | 0
[19 empty] | Opex savings | Input | £000s | 0 | 0 | 0 | 0 | 0 | 0 | 0 | 0 | 0 | 0 | 0 | 0 | 0 | 0 | 0 | 0 | 0 | 0 | 0 | 0 | 0 | 0 | 0 | 0 | 0 | 0 | 0 | 0 | 0 | 0 | 0 | 0 | 0 | 0 | 0 | 0 | 0 | 0 | 0 | 0 | 0 | 0 | 0 | 0 | 0 | 0 | 0 | 0 | 0 | 0 | 0 | 0 | 0 | 0 | 0 | 0 | 0 | 0 | 0 | 0 | 0 | 0 | 0 | 0 | 0 | 0 | 0 | 0 | 0 | 0 | 0 | 0 | 0 | 0 | 0 | 0 | 0 | 0 | 0 | 0 | 0 | 0 | 0 | 0 | 0 | 0 | 0 | 0 | 0 | 0 | 0 | 0 | 0 | 0 | 0 | 0 | 0 | 0 | 0 | 0 | 0 | 0 | 0 | 0
[19 empty] | Fixed env & social | Input | £000s | 0 | 0 | 0 | 0 | 0 | 0 | 0 | 0 | 0 | 0 | 0 | 0 | 0 | 0 | 0 | 0 | 0 | 0 | 0 | 0 | 0 | 0 | 0 | 0 | 0 | 0 | 0 | 0 | 0 | 0 | 0 | 0 | 0 | 0 | 0 | 0 | 0 | 0 | 0 | 0 | 0 | 0 | 0 | 0 | 0 | 0 | 0 | 0 | 0 | 0 | 0 | 0 | 0 | 0 | 0 | 0 | 0 | 0 | 0 | 0 | 0 | 0 | 0 | 0 | 0 | 0 | 0 | 0 | 0 | 0 | 0 | 0 | 0 | 0 | 0 | 0 | 0 | 0 | 0 | 0 | 0 | 0 | 0 | 0 | 0 | 0 | 0 | 0 | 0 | 0 | 0 | 0 | 0 | 0 | 0 | 0 | 0 | 0 | 0 | 0 | 0 | 0 | 0 | 0
[19 empty] | Variable env & social | Input | £000s | 0 | 0 | 0 | 0 | 0 | 0 | 0 | 0 | 0 | 0 | 0 | 0 | 0 | 0 | 0 | 0 | 0 | 0 | 0 | 0 | 0 | 0 | 0 | 0 | 0 | 0 | 0 | 0 | 0 | 0 | 0 | 0 | 0 | 0 | 0 | 0 | 0 | 0 | 0 | 0 | 0 | 0 | 0 | 0 | 0 | 0 | 0 | 0 | 0 | 0 | 0 | 0 | 0 | 0 | 0 | 0 | 0 | 0 | 0 | 0 | 0 | 0 | 0 | 0 | 0 | 0 | 0 | 0 | 0 | 0 | 0 | 0 | 0 | 0 | 0 | 0 | 0 | 0 | 0 | 0 | 0 | 0 | 0 | 0 | 0 | 0 | 0 | 0 | 0 | 0 | 0 | 0 | 0 | 0 | 0 | 0 | 0 | 0 | 0 | 0 | 0 | 0 | 0 | 0
[19 empty] | Fixed carbon costs | Input | £000s | 0.20912 | -0.0073057 | -0.0073057 | -0.0073057 | -0.0073057 | -0.0073057 | -0.0073057 | -0.0073057 | -0.0073057 | -0.0073057 | -0.0073057 | -0.0073057 | -0.0073057 | -0.0073057 | -0.0073057 | -0.0073057 | -0.0073057 | -0.0073057 | -0.0073057 | -0.0073057 | -0.0073057 | -0.0073057 | -0.0073057 | -0.0073057 | -0.0073057 | -0.0073057 | -0.0073057 | -0.0073057 | -0.0073057 | -0.0073057 | -0.0073057 | -0.0073057 | -0.0073057 | -0.0073057 | -0.0073057 | -0.0073057 | -0.0073057 | -0.0073057 | -0.0073057 | -0.0073057 | -0.0073057 | -0.0073057 | -0.0073057 | -0.0073057 | -0.0073057 | -0.0073057 | -0.0073057 | -0.0073057 | -0.0073057 | -0.0073057 | -0.0073057 | -0.0073057 | -0.0073057 | -0.0073057 | -0.0073057 | -0.0073057 | -0.0073057 | -0.0073057 | -0.0073057 | -0.0073057 | -0.0073057 | -0.0073057 | -0.0073057 | -0.0073057 | -0.0073057 | -0.0073057 | -0.0073057 | -0.0073057 | -0.0073057 | -0.0073057 | -0.0073057 | -0.0073057 | -0.0073057 | -0.0073057 | -0.0073057 | -0.0073057 | -0.0073057 | -0.0073057 | -0.0073057 | -0.0073057 | 0 | 0 | 0 | 0 | 0 | 0 | 0 | 0 | 0 | 0 | 0 | 0 | 0 | 0 | 0 | 0 | 0 | 0 | 0 | 0 | 0 | 0 | 0 | 0
[19 empty] | Variable carbon costs | Input | £000s | 0 | 0 | 0 | 0 | 0 | 0 | 0 | 0 | 0 | 0 | 0 | 0 | 0 | 0 | 0 | 0 | 0 | 0 | 0 | 0 | 0 | 0 | 0 | 0 | 0 | 0 | 0 | 0 | 0 | 0 | 0 | 0 | 0 | 0 | 0 | 0 | 0 | 0 | 0 | 0 | 0 | 0 | 0 | 0 | 0 | 0 | 0 | 0 | 0 | 0 | 0 | 0 | 0 | 0 | 0 | 0 | 0 | 0 | 0 | 0 | 0 | 0 | 0 | 0 | 0 | 0 | 0 | 0 | 0 | 0 | 0 | 0 | 0 | 0 | 0 | 0 | 0 | 0 | 0 | 0 | 0 | 0 | 0 | 0 | 0 | 0 | 0 | 0 | 0 | 0 | 0 | 0 | 0 | 0 | 0 | 0 | 0 | 0 | 0 | 0 | 0 | 0 | 0 | 0
[19 empty] | Customer willingness to pay | Input | £000s | 0 | 0 | 0 | 0 | 0 | 0 | 0 | 0 | 0 | 0 | 0 | 0 | 0 | 0 | 0 | 0 | 0 | 0 | 0 | 0 | 0 | 0 | 0 | 0 | 0 | 0 | 0 | 0 | 0 | 0 | 0 | 0 | 0 | 0 | 0 | 0 | 0 | 0 | 0 | 0 | 0 | 0 | 0 | 0 | 0 | 0 | 0 | 0 | 0 | 0 | 0 | 0 | 0 | 0 | 0 | 0 | 0 | 0 | 0 | 0 | 0 | 0 | 0 | 0 | 0 | 0 | 0 | 0 | 0 | 0 | 0 | 0 | 0 | 0 | 0 | 0 | 0 | 0 | 0 | 0 | 0 | 0 | 0 | 0 | 0 | 0 | 0 | 0 | 0 | 0 | 0 | 0 | 0 | 0 | 0 | 0 | 0 | 0 | 0 | 0 | 0 | 0 | 0 | 0
[19 empty] | Total | Sum of above (excl WAFU) | £000s | 26.9719 | 20.428 | 14.1005 | 7.7729 | 1.4454 | -31.6448 | -31.6448 | -31.6448 | -31.6448 | -31.6448 | -31.6448 | -31.6448 | -31.6448 | -31.6448 | -31.6448 | -25.3173 | -18.9898 | -12.6623 | -6.3348 | -0.0073057 | -0.0073057 | -0.0073057 | -0.0073057 | -0.0073057 | -0.0073057 | -0.0073057 | -0.0073057 | -0.0073057 | -0.0073057 | -0.0073057 | -0.0073057 | -0.0073057 | -0.0073057 | -0.0073057 | -0.0073057 | -0.0073057 | -0.0073057 | -0.0073057 | -0.0073057 | -0.0073057 | -0.0073057 | -0.0073057 | -0.0073057 | -0.0073057 | -0.0073057 | -0.0073057 | -0.0073057 | -0.0073057 | -0.0073057 | -0.0073057 | -0.0073057 | -0.0073057 | -0.0073057 | -0.0073057 | -0.0073057 | -0.0073057 | -0.0073057 | -0.0073057 | -0.0073057 | -0.0073057 | -0.0073057 | -0.0073057 | -0.0073057 | -0.0073057 | -0.0073057 | -0.0073057 | -0.0073057 | -0.0073057 | -0.0073057 | -0.0073057 | -0.0073057 | -0.0073057 | -0.0073057 | -0.0073057 | -0.0073057 | -0.0073057 | -0.0073057 | -0.0073057 | -0.0073057 | -0.0073057 | 0 | 0 | 0 | 0 | 0 | 0 | 0 | 0 | 0 | 0 | 0 | 0 | 0 | 0 | 0 | 0 | 0 | 0 | 0 | 0 | 0 | 0 | 0 | 0
58.1x | SESW-WEF-021: Household WEFF programme partnering approach home visit | SESW-WEF-021 | Household water audit | N | 2020 | Capacity | 0.67025 | 1068.4856 | 0 | 383.8506 | 0 | 1.0111 | 0 | 384.8617 | 35.9247 | 36.0194 |  |  | Gains in WAFU / Savings in demand | Input | Ml/d | 0.13405 | 0.2681 | 0.40215 | 0.5362 | 0.67025 | 0.5362 | 0.40215 | 0.2681 | 0.13405 | 0 | 0 | 0 | 0 | 0 | 0 | 0 | 0 | 0 | 0 | 0 | 0 | 0 | 0 | 0 | 0 | 0 | 0 | 0 | 0 | 0 | 0 | 0 | 0 | 0 | 0 | 0 | 0 | 0 | 0 | 0 | 0 | 0 | 0 | 0 | 0 | 0 | 0 | 0 | 0 | 0 | 0 | 0 | 0 | 0 | 0 | 0 | 0 | 0 | 0 | 0 | 0 | 0 | 0 | 0 | 0 | 0 | 0 | 0 | 0 | 0 | 0 | 0 | 0 | 0 | 0 | 0 | 0 | 0 | 0 | 0 | 0 | 0 | 0 | 0 | 0 | 0 | 0 | 0 | 0 | 0 | 0 | 0 | 0 | 0 | 0 | 0 | 0 | 0 | 0 | 0 | 0 | 0 | 0 | 0
[19 empty] | Fixed capex | Input | £000s | 0 | 0 | 0 | 0 | 0 | 0 | 0 | 0 | 0 | 0 | 0 | 0 | 0 | 0 | 0 | 0 | 0 | 0 | 0 | 0 | 0 | 0 | 0 | 0 | 0 | 0 | 0 | 0 | 0 | 0 | 0 | 0 | 0 | 0 | 0 | 0 | 0 | 0 | 0 | 0 | 0 | 0 | 0 | 0 | 0 | 0 | 0 | 0 | 0 | 0 | 0 | 0 | 0 | 0 | 0 | 0 | 0 | 0 | 0 | 0 | 0 | 0 | 0 | 0 | 0 | 0 | 0 | 0 | 0 | 0 | 0 | 0 | 0 | 0 | 0 | 0 | 0 | 0 | 0 | 0 | 0 | 0 | 0 | 0 | 0 | 0 | 0 | 0 | 0 | 0 | 0 | 0 | 0 | 0 | 0 | 0 | 0 | 0 | 0 | 0 | 0 | 0 | 0 | 0
[19 empty] | Variable capex | Input | £000s | 0 | 0 | 0 | 0 | 0 | 0 | 0 | 0 | 0 | 0 | 0 | 0 | 0 | 0 | 0 | 0 | 0 | 0 | 0 | 0 | 0 | 0 | 0 | 0 | 0 | 0 | 0 | 0 | 0 | 0 | 0 | 0 | 0 | 0 | 0 | 0 | 0 | 0 | 0 | 0 | 0 | 0 | 0 | 0 | 0 | 0 | 0 | 0 | 0 | 0 | 0 | 0 | 0 | 0 | 0 | 0 | 0 | 0 | 0 | 0 | 0 | 0 | 0 | 0 | 0 | 0 | 0 | 0 | 0 | 0 | 0 | 0 | 0 | 0 | 0 | 0 | 0 | 0 | 0 | 0 | 0 | 0 | 0 | 0 | 0 | 0 | 0 | 0 | 0 | 0 | 0 | 0 | 0 | 0 | 0 | 0 | 0 | 0 | 0 | 0 | 0 | 0 | 0 | 0
[19 empty] | Financing costs | Input | £000s | 0 | 0 | 0 | 0 | 0 | 0 | 0 | 0 | 0 | 0 | 0 | 0 | 0 | 0 | 0 | 0 | 0 | 0 | 0 | 0 | 0 | 0 | 0 | 0 | 0 | 0 | 0 | 0 | 0 | 0 | 0 | 0 | 0 | 0 | 0 | 0 | 0 | 0 | 0 | 0 | 0 | 0 | 0 | 0 | 0 | 0 | 0 | 0 | 0 | 0 | 0 | 0 | 0 | 0 | 0 | 0 | 0 | 0 | 0 | 0 | 0 | 0 | 0 | 0 | 0 | 0 | 0 | 0 | 0 | 0 | 0 | 0 | 0 | 0 | 0 | 0 | 0 | 0 | 0 | 0
[19 empty] | Fixed opex | Input | £000s | 118.4224 | 108.5447 | 98.667 | 88.7893 | 78.9116 | -39.5108 | -29.6331 | -19.7554 | -9.8777 | 0 | 0 | 0 | 0 | 0 | 0 | 0 | 0 | 0 | 0 | 0 | 0 | 0 | 0 | 0 | 0 | 0 | 0 | 0 | 0 | 0 | 0 | 0 | 0 | 0 | 0 | 0 | 0 | 0 | 0 | 0 | 0 | 0 | 0 | 0 | 0 | 0 | 0 | 0 | 0 | 0 | 0 | 0 | 0 | 0 | 0 | 0 | 0 | 0 | 0 | 0 | 0 | 0 | 0 | 0 | 0 | 0 | 0 | 0 | 0 | 0 | 0 | 0 | 0 | 0 | 0 | 0 | 0 | 0 | 0 | 0 | 0 | 0 | 0 | 0 | 0 | 0 | 0 | 0 | 0 | 0 | 0 | 0 | 0 | 0 | 0 | 0 | 0 | 0 | 0 | 0 | 0 | 0 | 0 | 0
[19 empty] | Variable opex | Input | £000s | 0 | 0 | 0 | 0 | 0 | 0 | 0 | 0 | 0 | 0 | 0 | 0 | 0 | 0 | 0 | 0 | 0 | 0 | 0 | 0 | 0 | 0 | 0 | 0 | 0 | 0 | 0 | 0 | 0 | 0 | 0 | 0 | 0 | 0 | 0 | 0 | 0 | 0 | 0 | 0 | 0 | 0 | 0 | 0 | 0 | 0 | 0 | 0 | 0 | 0 | 0 | 0 | 0 | 0 | 0 | 0 | 0 | 0 | 0 | 0 | 0 | 0 | 0 | 0 | 0 | 0 | 0 | 0 | 0 | 0 | 0 | 0 | 0 | 0 | 0 | 0 | 0 | 0 | 0 | 0 | 0 | 0 | 0 | 0 | 0 | 0 | 0 | 0 | 0 | 0 | 0 | 0 | 0 | 0 | 0 | 0 | 0 | 0 | 0 | 0 | 0 | 0 | 0 | 0
[19 empty] | Opex savings | Input | £000s | 0 | 0 | 0 | 0 | 0 | 0 | 0 | 0 | 0 | 0 | 0 | 0 | 0 | 0 | 0 | 0 | 0 | 0 | 0 | 0 | 0 | 0 | 0 | 0 | 0 | 0 | 0 | 0 | 0 | 0 | 0 | 0 | 0 | 0 | 0 | 0 | 0 | 0 | 0 | 0 | 0 | 0 | 0 | 0 | 0 | 0 | 0 | 0 | 0 | 0 | 0 | 0 | 0 | 0 | 0 | 0 | 0 | 0 | 0 | 0 | 0 | 0 | 0 | 0 | 0 | 0 | 0 | 0 | 0 | 0 | 0 | 0 | 0 | 0 | 0 | 0 | 0 | 0 | 0 | 0 | 0 | 0 | 0 | 0 | 0 | 0 | 0 | 0 | 0 | 0 | 0 | 0 | 0 | 0 | 0 | 0 | 0 | 0 | 0 | 0 | 0 | 0 | 0 | 0
[19 empty] | Fixed env & social | Input | £000s | 0 | 0 | 0 | 0 | 0 | 0 | 0 | 0 | 0 | 0 | 0 | 0 | 0 | 0 | 0 | 0 | 0 | 0 | 0 | 0 | 0 | 0 | 0 | 0 | 0 | 0 | 0 | 0 | 0 | 0 | 0 | 0 | 0 | 0 | 0 | 0 | 0 | 0 | 0 | 0 | 0 | 0 | 0 | 0 | 0 | 0 | 0 | 0 | 0 | 0 | 0 | 0 | 0 | 0 | 0 | 0 | 0 | 0 | 0 | 0 | 0 | 0 | 0 | 0 | 0 | 0 | 0 | 0 | 0 | 0 | 0 | 0 | 0 | 0 | 0 | 0 | 0 | 0 | 0 | 0 | 0 | 0 | 0 | 0 | 0 | 0 | 0 | 0 | 0 | 0 | 0 | 0 | 0 | 0 | 0 | 0 | 0 | 0 | 0 | 0 | 0 | 0 | 0 | 0
[19 empty] | Variable env & social | Input | £000s | 0 | 0 | 0 | 0 | 0 | 0 | 0 | 0 | 0 | 0 | 0 | 0 | 0 | 0 | 0 | 0 | 0 | 0 | 0 | 0 | 0 | 0 | 0 | 0 | 0 | 0 | 0 | 0 | 0 | 0 | 0 | 0 | 0 | 0 | 0 | 0 | 0 | 0 | 0 | 0 | 0 | 0 | 0 | 0 | 0 | 0 | 0 | 0 | 0 | 0 | 0 | 0 | 0 | 0 | 0 | 0 | 0 | 0 | 0 | 0 | 0 | 0 | 0 | 0 | 0 | 0 | 0 | 0 | 0 | 0 | 0 | 0 | 0 | 0 | 0 | 0 | 0 | 0 | 0 | 0 | 0 | 0 | 0 | 0 | 0 | 0 | 0 | 0 | 0 | 0 | 0 | 0 | 0 | 0 | 0 | 0 | 0 | 0 | 0 | 0 | 0 | 0 | 0 | 0
[19 empty] | Fixed carbon costs | Input | £000s | 1.1158 | -0.0038016 | -0.0038016 | -0.0038016 | -0.0038016 | -0.0038016 | -0.0038016 | -0.0038016 | -0.0038016 | -0.0038016 | -0.0038016 | -0.0038016 | -0.0038016 | -0.0038016 | -0.0038016 | -0.0038016 | -0.0038016 | -0.0038016 | -0.0038016 | -0.0038016 | -0.0038016 | -0.0038016 | -0.0038016 | -0.0038016 | -0.0038016 | -0.0038016 | -0.0038016 | -0.0038016 | -0.0038016 | -0.0038016 | -0.0038016 | -0.0038016 | -0.0038016 | -0.0038016 | -0.0038016 | -0.0038016 | -0.0038016 | -0.0038016 | -0.0038016 | -0.0038016 | -0.0038016 | -0.0038016 | -0.0038016 | -0.0038016 | -0.0038016 | -0.0038016 | -0.0038016 | -0.0038016 | -0.0038016 | -0.0038016 | -0.0038016 | -0.0038016 | -0.0038016 | -0.0038016 | -0.0038016 | -0.0038016 | -0.0038016 | -0.0038016 | -0.0038016 | -0.0038016 | -0.0038016 | -0.0038016 | -0.0038016 | -0.0038016 | -0.0038016 | -0.0038016 | -0.0038016 | -0.0038016 | -0.0038016 | -0.0038016 | -0.0038016 | -0.0038016 | -0.0038016 | -0.0038016 | -0.0038016 | -0.0038016 | -0.0038016 | -0.0038016 | -0.0038016 | -0.0038016 | 0 | 0 | 0 | 0 | 0 | 0 | 0 | 0 | 0 | 0 | 0 | 0 | 0 | 0 | 0 | 0 | 0 | 0 | 0 | 0 | 0 | 0 | 0 | 0
[19 empty] | Variable carbon costs | Input | £000s | 0 | 0 | 0 | 0 | 0 | 0 | 0 | 0 | 0 | 0 | 0 | 0 | 0 | 0 | 0 | 0 | 0 | 0 | 0 | 0 | 0 | 0 | 0 | 0 | 0 | 0 | 0 | 0 | 0 | 0 | 0 | 0 | 0 | 0 | 0 | 0 | 0 | 0 | 0 | 0 | 0 | 0 | 0 | 0 | 0 | 0 | 0 | 0 | 0 | 0 | 0 | 0 | 0 | 0 | 0 | 0 | 0 | 0 | 0 | 0 | 0 | 0 | 0 | 0 | 0 | 0 | 0 | 0 | 0 | 0 | 0 | 0 | 0 | 0 | 0 | 0 | 0 | 0 | 0 | 0 | 0 | 0 | 0 | 0 | 0 | 0 | 0 | 0 | 0 | 0 | 0 | 0 | 0 | 0 | 0 | 0 | 0 | 0 | 0 | 0 | 0 | 0 | 0 | 0
[19 empty] | Customer willingness to pay | Input | £000s | 0 | 0 | 0 | 0 | 0 | 0 | 0 | 0 | 0 | 0 | 0 | 0 | 0 | 0 | 0 | 0 | 0 | 0 | 0 | 0 | 0 | 0 | 0 | 0 | 0 | 0 | 0 | 0 | 0 | 0 | 0 | 0 | 0 | 0 | 0 | 0 | 0 | 0 | 0 | 0 | 0 | 0 | 0 | 0 | 0 | 0 | 0 | 0 | 0 | 0 | 0 | 0 | 0 | 0 | 0 | 0 | 0 | 0 | 0 | 0 | 0 | 0 | 0 | 0 | 0 | 0 | 0 | 0 | 0 | 0 | 0 | 0 | 0 | 0 | 0 | 0 | 0 | 0 | 0 | 0 | 0 | 0 | 0 | 0 | 0 | 0 | 0 | 0 | 0 | 0 | 0 | 0 | 0 | 0 | 0 | 0 | 0 | 0 | 0 | 0 | 0 | 0 | 0 | 0
[19 empty] | Total | Sum of above (excl WAFU) | £000s | 119.5382 | 108.5409 | 98.6632 | 88.7855 | 78.9078 | -39.5146 | -29.6369 | -19.7592 | -9.8815 | -0.0038016 | -0.0038016 | -0.0038016 | -0.0038016 | -0.0038016 | -0.0038016 | -0.0038016 | -0.0038016 | -0.0038016 | -0.0038016 | -0.0038016 | -0.0038016 | -0.0038016 | -0.0038016 | -0.0038016 | -0.0038016 | -0.0038016 | -0.0038016 | -0.0038016 | -0.0038016 | -0.0038016 | -0.0038016 | -0.0038016 | -0.0038016 | -0.0038016 | -0.0038016 | -0.0038016 | -0.0038016 | -0.0038016 | -0.0038016 | -0.0038016 | -0.0038016 | -0.0038016 | -0.0038016 | -0.0038016 | -0.0038016 | -0.0038016 | -0.0038016 | -0.0038016 | -0.0038016 | -0.0038016 | -0.0038016 | -0.0038016 | -0.0038016 | -0.0038016 | -0.0038016 | -0.0038016 | -0.0038016 | -0.0038016 | -0.0038016 | -0.0038016 | -0.0038016 | -0.0038016 | -0.0038016 | -0.0038016 | -0.0038016 | -0.0038016 | -0.0038016 | -0.0038016 | -0.0038016 | -0.0038016 | -0.0038016 | -0.0038016 | -0.0038016 | -0.0038016 | -0.0038016 | -0.0038016 | -0.0038016 | -0.0038016 | -0.0038016 | -0.0038016 | 0 | 0 | 0 | 0 | 0 | 0 | 0 | 0 | 0 | 0 | 0 | 0 | 0 | 0 | 0 | 0 | 0 | 0 | 0 | 0 | 0 | 0 | 0 | 0
58.1x | SESW-WEF-305: Domestic retrofit targeting high consumers | SESW-WEF-305 | Household water audit | N | 2020 | Capacity | 0.51839 | 826.3933 | 0 | 467.3846 | 0 | 0.78202 | 0 | 468.1666 | 56.5572 | 56.6518 |  |  | Gains in WAFU / Savings in demand | Input | Ml/d | 0.10368 | 0.20736 | 0.31103 | 0.41471 | 0.51839 | 0.41471 | 0.31103 | 0.20736 | 0.10368 | 0 | 0 | 0 | 0 | 0 | 0 | 0 | 0 | 0 | 0 | 0 | 0 | 0 | 0 | 0 | 0 | 0 | 0 | 0 | 0 | 0 | 0 | 0 | 0 | 0 | 0 | 0 | 0 | 0 | 0 | 0 | 0 | 0 | 0 | 0 | 0 | 0 | 0 | 0 | 0 | 0 | 0 | 0 | 0 | 0 | 0 | 0 | 0 | 0 | 0 | 0 | 0 | 0 | 0 | 0 | 0 | 0 | 0 | 0 | 0 | 0 | 0 | 0 | 0 | 0 | 0 | 0 | 0 | 0 | 0 | 0 | 0 | 0 | 0 | 0 | 0 | 0 | 0 | 0 | 0 | 0 | 0 | 0 | 0 | 0 | 0 | 0 | 0 | 0 | 0 | 0 | 0 | 0 | 0 | 0
[19 empty] | Fixed capex | Input | £000s | 0 | 0 | 0 | 0 | 0 | 0 | 0 | 0 | 0 | 0 | 0 | 0 | 0 | 0 | 0 | 0 | 0 | 0 | 0 | 0 | 0 | 0 | 0 | 0 | 0 | 0 | 0 | 0 | 0 | 0 | 0 | 0 | 0 | 0 | 0 | 0 | 0 | 0 | 0 | 0 | 0 | 0 | 0 | 0 | 0 | 0 | 0 | 0 | 0 | 0 | 0 | 0 | 0 | 0 | 0 | 0 | 0 | 0 | 0 | 0 | 0 | 0 | 0 | 0 | 0 | 0 | 0 | 0 | 0 | 0 | 0 | 0 | 0 | 0 | 0 | 0 | 0 | 0 | 0 | 0 | 0 | 0 | 0 | 0 | 0 | 0 | 0 | 0 | 0 | 0 | 0 | 0 | 0 | 0 | 0 | 0 | 0 | 0 | 0 | 0 | 0 | 0 | 0 | 0
[19 empty] | Variable capex | Input | £000s | 0 | 0 | 0 | 0 | 0 | 0 | 0 | 0 | 0 | 0 | 0 | 0 | 0 | 0 | 0 | 0 | 0 | 0 | 0 | 0 | 0 | 0 | 0 | 0 | 0 | 0 | 0 | 0 | 0 | 0 | 0 | 0 | 0 | 0 | 0 | 0 | 0 | 0 | 0 | 0 | 0 | 0 | 0 | 0 | 0 | 0 | 0 | 0 | 0 | 0 | 0 | 0 | 0 | 0 | 0 | 0 | 0 | 0 | 0 | 0 | 0 | 0 | 0 | 0 | 0 | 0 | 0 | 0 | 0 | 0 | 0 | 0 | 0 | 0 | 0 | 0 | 0 | 0 | 0 | 0 | 0 | 0 | 0 | 0 | 0 | 0 | 0 | 0 | 0 | 0 | 0 | 0 | 0 | 0 | 0 | 0 | 0 | 0 | 0 | 0 | 0 | 0 | 0 | 0
[19 empty] | Financing costs | Input | £000s | 0 | 0 | 0 | 0 | 0 | 0 | 0 | 0 | 0 | 0 | 0 | 0 | 0 | 0 | 0 | 0 | 0 | 0 | 0 | 0 | 0 | 0 | 0 | 0 | 0 | 0 | 0 | 0 | 0 | 0 | 0 | 0 | 0 | 0 | 0 | 0 | 0 | 0 | 0 | 0 | 0 | 0 | 0 | 0 | 0 | 0 | 0 | 0 | 0 | 0 | 0 | 0 | 0 | 0 | 0 | 0 | 0 | 0 | 0 | 0 | 0 | 0 | 0 | 0 | 0 | 0 | 0 | 0 | 0 | 0 | 0 | 0 | 0 | 0 | 0 | 0 | 0 | 0 | 0 | 0
[19 empty] | Fixed opex | Input | £000s | 128.0775 | 120.4378 | 112.7982 | 105.1585 | 97.5189 | -30.5586 | -22.919 | -15.2793 | -7.6397 | 0 | 0 | 0 | 0 | 0 | 0 | 0 | 0 | 0 | 0 | 0 | 0 | 0 | 0 | 0 | 0 | 0 | 0 | 0 | 0 | 0 | 0 | 0 | 0 | 0 | 0 | 0 | 0 | 0 | 0 | 0 | 0 | 0 | 0 | 0 | 0 | 0 | 0 | 0 | 0 | 0 | 0 | 0 | 0 | 0 | 0 | 0 | 0 | 0 | 0 | 0 | 0 | 0 | 0 | 0 | 0 | 0 | 0 | 0 | 0 | 0 | 0 | 0 | 0 | 0 | 0 | 0 | 0 | 0 | 0 | 0 | 0 | 0 | 0 | 0 | 0 | 0 | 0 | 0 | 0 | 0 | 0 | 0 | 0 | 0 | 0 | 0 | 0 | 0 | 0 | 0 | 0 | 0 | 0 | 0
[19 empty] | Variable opex | Input | £000s | 0 | 0 | 0 | 0 | 0 | 0 | 0 | 0 | 0 | 0 | 0 | 0 | 0 | 0 | 0 | 0 | 0 | 0 | 0 | 0 | 0 | 0 | 0 | 0 | 0 | 0 | 0 | 0 | 0 | 0 | 0 | 0 | 0 | 0 | 0 | 0 | 0 | 0 | 0 | 0 | 0 | 0 | 0 | 0 | 0 | 0 | 0 | 0 | 0 | 0 | 0 | 0 | 0 | 0 | 0 | 0 | 0 | 0 | 0 | 0 | 0 | 0 | 0 | 0 | 0 | 0 | 0 | 0 | 0 | 0 | 0 | 0 | 0 | 0 | 0 | 0 | 0 | 0 | 0 | 0 | 0 | 0 | 0 | 0 | 0 | 0 | 0 | 0 | 0 | 0 | 0 | 0 | 0 | 0 | 0 | 0 | 0 | 0 | 0 | 0 | 0 | 0 | 0 | 0
[19 empty] | Opex savings | Input | £000s | 0 | 0 | 0 | 0 | 0 | 0 | 0 | 0 | 0 | 0 | 0 | 0 | 0 | 0 | 0 | 0 | 0 | 0 | 0 | 0 | 0 | 0 | 0 | 0 | 0 | 0 | 0 | 0 | 0 | 0 | 0 | 0 | 0 | 0 | 0 | 0 | 0 | 0 | 0 | 0 | 0 | 0 | 0 | 0 | 0 | 0 | 0 | 0 | 0 | 0 | 0 | 0 | 0 | 0 | 0 | 0 | 0 | 0 | 0 | 0 | 0 | 0 | 0 | 0 | 0 | 0 | 0 | 0 | 0 | 0 | 0 | 0 | 0 | 0 | 0 | 0 | 0 | 0 | 0 | 0 | 0 | 0 | 0 | 0 | 0 | 0 | 0 | 0 | 0 | 0 | 0 | 0 | 0 | 0 | 0 | 0 | 0 | 0 | 0 | 0 | 0 | 0 | 0 | 0
[19 empty] | Fixed env & social | Input | £000s | 0 | 0 | 0 | 0 | 0 | 0 | 0 | 0 | 0 | 0 | 0 | 0 | 0 | 0 | 0 | 0 | 0 | 0 | 0 | 0 | 0 | 0 | 0 | 0 | 0 | 0 | 0 | 0 | 0 | 0 | 0 | 0 | 0 | 0 | 0 | 0 | 0 | 0 | 0 | 0 | 0 | 0 | 0 | 0 | 0 | 0 | 0 | 0 | 0 | 0 | 0 | 0 | 0 | 0 | 0 | 0 | 0 | 0 | 0 | 0 | 0 | 0 | 0 | 0 | 0 | 0 | 0 | 0 | 0 | 0 | 0 | 0 | 0 | 0 | 0 | 0 | 0 | 0 | 0 | 0 | 0 | 0 | 0 | 0 | 0 | 0 | 0 | 0 | 0 | 0 | 0 | 0 | 0 | 0 | 0 | 0 | 0 | 0 | 0 | 0 | 0 | 0 | 0 | 0
[19 empty] | Variable env & social | Input | £000s | 0 | 0 | 0 | 0 | 0 | 0 | 0 | 0 | 0 | 0 | 0 | 0 | 0 | 0 | 0 | 0 | 0 | 0 | 0 | 0 | 0 | 0 | 0 | 0 | 0 | 0 | 0 | 0 | 0 | 0 | 0 | 0 | 0 | 0 | 0 | 0 | 0 | 0 | 0 | 0 | 0 | 0 | 0 | 0 | 0 | 0 | 0 | 0 | 0 | 0 | 0 | 0 | 0 | 0 | 0 | 0 | 0 | 0 | 0 | 0 | 0 | 0 | 0 | 0 | 0 | 0 | 0 | 0 | 0 | 0 | 0 | 0 | 0 | 0 | 0 | 0 | 0 | 0 | 0 | 0 | 0 | 0 | 0 | 0 | 0 | 0 | 0 | 0 | 0 | 0 | 0 | 0 | 0 | 0 | 0 | 0 | 0 | 0 | 0 | 0 | 0 | 0 | 0 | 0
[19 empty] | Fixed carbon costs | Input | £000s | 0.86296 | -0.0029402 | -0.0029402 | -0.0029402 | -0.0029402 | -0.0029402 | -0.0029402 | -0.0029402 | -0.0029402 | -0.0029402 | -0.0029402 | -0.0029402 | -0.0029402 | -0.0029402 | -0.0029402 | -0.0029402 | -0.0029402 | -0.0029402 | -0.0029402 | -0.0029402 | -0.0029402 | -0.0029402 | -0.0029402 | -0.0029402 | -0.0029402 | -0.0029402 | -0.0029402 | -0.0029402 | -0.0029402 | -0.0029402 | -0.0029402 | -0.0029402 | -0.0029402 | -0.0029402 | -0.0029402 | -0.0029402 | -0.0029402 | -0.0029402 | -0.0029402 | -0.0029402 | -0.0029402 | -0.0029402 | -0.0029402 | -0.0029402 | -0.0029402 | -0.0029402 | -0.0029402 | -0.0029402 | -0.0029402 | -0.0029402 | -0.0029402 | -0.0029402 | -0.0029402 | -0.0029402 | -0.0029402 | -0.0029402 | -0.0029402 | -0.0029402 | -0.0029402 | -0.0029402 | -0.0029402 | -0.0029402 | -0.0029402 | -0.0029402 | -0.0029402 | -0.0029402 | -0.0029402 | -0.0029402 | -0.0029402 | -0.0029402 | -0.0029402 | -0.0029402 | -0.0029402 | -0.0029402 | -0.0029402 | -0.0029402 | -0.0029402 | -0.0029402 | -0.0029402 | -0.0029402 | 0 | 0 | 0 | 0 | 0 | 0 | 0 | 0 | 0 | 0 | 0 | 0 | 0 | 0 | 0 | 0 | 0 | 0 | 0 | 0 | 0 | 0 | 0 | 0
[19 empty] | Variable carbon costs | Input | £000s | 0 | 0 | 0 | 0 | 0 | 0 | 0 | 0 | 0 | 0 | 0 | 0 | 0 | 0 | 0 | 0 | 0 | 0 | 0 | 0 | 0 | 0 | 0 | 0 | 0 | 0 | 0 | 0 | 0 | 0 | 0 | 0 | 0 | 0 | 0 | 0 | 0 | 0 | 0 | 0 | 0 | 0 | 0 | 0 | 0 | 0 | 0 | 0 | 0 | 0 | 0 | 0 | 0 | 0 | 0 | 0 | 0 | 0 | 0 | 0 | 0 | 0 | 0 | 0 | 0 | 0 | 0 | 0 | 0 | 0 | 0 | 0 | 0 | 0 | 0 | 0 | 0 | 0 | 0 | 0 | 0 | 0 | 0 | 0 | 0 | 0 | 0 | 0 | 0 | 0 | 0 | 0 | 0 | 0 | 0 | 0 | 0 | 0 | 0 | 0 | 0 | 0 | 0 | 0
[19 empty] | Customer willingness to pay | Input | £000s | 0 | 0 | 0 | 0 | 0 | 0 | 0 | 0 | 0 | 0 | 0 | 0 | 0 | 0 | 0 | 0 | 0 | 0 | 0 | 0 | 0 | 0 | 0 | 0 | 0 | 0 | 0 | 0 | 0 | 0 | 0 | 0 | 0 | 0 | 0 | 0 | 0 | 0 | 0 | 0 | 0 | 0 | 0 | 0 | 0 | 0 | 0 | 0 | 0 | 0 | 0 | 0 | 0 | 0 | 0 | 0 | 0 | 0 | 0 | 0 | 0 | 0 | 0 | 0 | 0 | 0 | 0 | 0 | 0 | 0 | 0 | 0 | 0 | 0 | 0 | 0 | 0 | 0 | 0 | 0 | 0 | 0 | 0 | 0 | 0 | 0 | 0 | 0 | 0 | 0 | 0 | 0 | 0 | 0 | 0 | 0 | 0 | 0 | 0 | 0 | 0 | 0 | 0 | 0
[19 empty] | Total | Sum of above (excl WAFU) | £000s | 128.9404 | 120.4349 | 112.7952 | 105.1556 | 97.5159 | -30.5616 | -22.9219 | -15.2823 | -7.6426 | -0.0029402 | -0.0029402 | -0.0029402 | -0.0029402 | -0.0029402 | -0.0029402 | -0.0029402 | -0.0029402 | -0.0029402 | -0.0029402 | -0.0029402 | -0.0029402 | -0.0029402 | -0.0029402 | -0.0029402 | -0.0029402 | -0.0029402 | -0.0029402 | -0.0029402 | -0.0029402 | -0.0029402 | -0.0029402 | -0.0029402 | -0.0029402 | -0.0029402 | -0.0029402 | -0.0029402 | -0.0029402 | -0.0029402 | -0.0029402 | -0.0029402 | -0.0029402 | -0.0029402 | -0.0029402 | -0.0029402 | -0.0029402 | -0.0029402 | -0.0029402 | -0.0029402 | -0.0029402 | -0.0029402 | -0.0029402 | -0.0029402 | -0.0029402 | -0.0029402 | -0.0029402 | -0.0029402 | -0.0029402 | -0.0029402 | -0.0029402 | -0.0029402 | -0.0029402 | -0.0029402 | -0.0029402 | -0.0029402 | -0.0029402 | -0.0029402 | -0.0029402 | -0.0029402 | -0.0029402 | -0.0029402 | -0.0029402 | -0.0029402 | -0.0029402 | -0.0029402 | -0.0029402 | -0.0029402 | -0.0029402 | -0.0029402 | -0.0029402 | -0.0029402 | 0 | 0 | 0 | 0 | 0 | 0 | 0 | 0 | 0 | 0 | 0 | 0 | 0 | 0 | 0 | 0 | 0 | 0 | 0 | 0 | 0 | 0 | 0 | 0
58.1x | SESW-WEF-020: Household WEFF programme company led plumber install | SESW-WEF-020 | Household water audit | N | 2020 | Capacity | 0.67025 | 1068.4856 | 0 | 625.2309 | 0 | 1.0111 | 0 | 626.242 | 58.5156 | 58.6102 |  |  | Gains in WAFU / Savings in demand | Input | Ml/d | 0.13405 | 0.2681 | 0.40215 | 0.5362 | 0.67025 | 0.5362 | 0.40215 | 0.2681 | 0.13405 | 0 | 0 | 0 | 0 | 0 | 0 | 0 | 0 | 0 | 0 | 0 | 0 | 0 | 0 | 0 | 0 | 0 | 0 | 0 | 0 | 0 | 0 | 0 | 0 | 0 | 0 | 0 | 0 | 0 | 0 | 0 | 0 | 0 | 0 | 0 | 0 | 0 | 0 | 0 | 0 | 0 | 0 | 0 | 0 | 0 | 0 | 0 | 0 | 0 | 0 | 0 | 0 | 0 | 0 | 0 | 0 | 0 | 0 | 0 | 0 | 0 | 0 | 0 | 0 | 0 | 0 | 0 | 0 | 0 | 0 | 0 | 0 | 0 | 0 | 0 | 0 | 0 | 0 | 0 | 0 | 0 | 0 | 0 | 0 | 0 | 0 | 0 | 0 | 0 | 0 | 0 | 0 | 0 | 0 | 0
[19 empty] | Fixed capex | Input | £000s | 0 | 0 | 0 | 0 | 0 | 0 | 0 | 0 | 0 | 0 | 0 | 0 | 0 | 0 | 0 | 0 | 0 | 0 | 0 | 0 | 0 | 0 | 0 | 0 | 0 | 0 | 0 | 0 | 0 | 0 | 0 | 0 | 0 | 0 | 0 | 0 | 0 | 0 | 0 | 0 | 0 | 0 | 0 | 0 | 0 | 0 | 0 | 0 | 0 | 0 | 0 | 0 | 0 | 0 | 0 | 0 | 0 | 0 | 0 | 0 | 0 | 0 | 0 | 0 | 0 | 0 | 0 | 0 | 0 | 0 | 0 | 0 | 0 | 0 | 0 | 0 | 0 | 0 | 0 | 0 | 0 | 0 | 0 | 0 | 0 | 0 | 0 | 0 | 0 | 0 | 0 | 0 | 0 | 0 | 0 | 0 | 0 | 0 | 0 | 0 | 0 | 0 | 0 | 0
[19 empty] | Variable capex | Input | £000s | 0 | 0 | 0 | 0 | 0 | 0 | 0 | 0 | 0 | 0 | 0 | 0 | 0 | 0 | 0 | 0 | 0 | 0 | 0 | 0 | 0 | 0 | 0 | 0 | 0 | 0 | 0 | 0 | 0 | 0 | 0 | 0 | 0 | 0 | 0 | 0 | 0 | 0 | 0 | 0 | 0 | 0 | 0 | 0 | 0 | 0 | 0 | 0 | 0 | 0 | 0 | 0 | 0 | 0 | 0 | 0 | 0 | 0 | 0 | 0 | 0 | 0 | 0 | 0 | 0 | 0 | 0 | 0 | 0 | 0 | 0 | 0 | 0 | 0 | 0 | 0 | 0 | 0 | 0 | 0 | 0 | 0 | 0 | 0 | 0 | 0 | 0 | 0 | 0 | 0 | 0 | 0 | 0 | 0 | 0 | 0 | 0 | 0 | 0 | 0 | 0 | 0 | 0 | 0
[19 empty] | Financing costs | Input | £000s | 0 | 0 | 0 | 0 | 0 | 0 | 0 | 0 | 0 | 0 | 0 | 0 | 0 | 0 | 0 | 0 | 0 | 0 | 0 | 0 | 0 | 0 | 0 | 0 | 0 | 0 | 0 | 0 | 0 | 0 | 0 | 0 | 0 | 0 | 0 | 0 | 0 | 0 | 0 | 0 | 0 | 0 | 0 | 0 | 0 | 0 | 0 | 0 | 0 | 0 | 0 | 0 | 0 | 0 | 0 | 0 | 0 | 0 | 0 | 0 | 0 | 0 | 0 | 0 | 0 | 0 | 0 | 0 | 0 | 0 | 0 | 0 | 0 | 0 | 0 | 0 | 0 | 0 | 0 | 0
[19 empty] | Fixed opex | Input | £000s | 170.0758 | 160.1981 | 150.3204 | 140.4427 | 130.565 | -39.5108 | -29.6331 | -19.7554 | -9.8777 | 0 | 0 | 0 | 0 | 0 | 0 | 0 | 0 | 0 | 0 | 0 | 0 | 0 | 0 | 0 | 0 | 0 | 0 | 0 | 0 | 0 | 0 | 0 | 0 | 0 | 0 | 0 | 0 | 0 | 0 | 0 | 0 | 0 | 0 | 0 | 0 | 0 | 0 | 0 | 0 | 0 | 0 | 0 | 0 | 0 | 0 | 0 | 0 | 0 | 0 | 0 | 0 | 0 | 0 | 0 | 0 | 0 | 0 | 0 | 0 | 0 | 0 | 0 | 0 | 0 | 0 | 0 | 0 | 0 | 0 | 0 | 0 | 0 | 0 | 0 | 0 | 0 | 0 | 0 | 0 | 0 | 0 | 0 | 0 | 0 | 0 | 0 | 0 | 0 | 0 | 0 | 0 | 0 | 0 | 0
[19 empty] | Variable opex | Input | £000s | 0 | 0 | 0 | 0 | 0 | 0 | 0 | 0 | 0 | 0 | 0 | 0 | 0 | 0 | 0 | 0 | 0 | 0 | 0 | 0 | 0 | 0 | 0 | 0 | 0 | 0 | 0 | 0 | 0 | 0 | 0 | 0 | 0 | 0 | 0 | 0 | 0 | 0 | 0 | 0 | 0 | 0 | 0 | 0 | 0 | 0 | 0 | 0 | 0 | 0 | 0 | 0 | 0 | 0 | 0 | 0 | 0 | 0 | 0 | 0 | 0 | 0 | 0 | 0 | 0 | 0 | 0 | 0 | 0 | 0 | 0 | 0 | 0 | 0 | 0 | 0 | 0 | 0 | 0 | 0 | 0 | 0 | 0 | 0 | 0 | 0 | 0 | 0 | 0 | 0 | 0 | 0 | 0 | 0 | 0 | 0 | 0 | 0 | 0 | 0 | 0 | 0 | 0 | 0
[19 empty] | Opex savings | Input | £000s | 0 | 0 | 0 | 0 | 0 | 0 | 0 | 0 | 0 | 0 | 0 | 0 | 0 | 0 | 0 | 0 | 0 | 0 | 0 | 0 | 0 | 0 | 0 | 0 | 0 | 0 | 0 | 0 | 0 | 0 | 0 | 0 | 0 | 0 | 0 | 0 | 0 | 0 | 0 | 0 | 0 | 0 | 0 | 0 | 0 | 0 | 0 | 0 | 0 | 0 | 0 | 0 | 0 | 0 | 0 | 0 | 0 | 0 | 0 | 0 | 0 | 0 | 0 | 0 | 0 | 0 | 0 | 0 | 0 | 0 | 0 | 0 | 0 | 0 | 0 | 0 | 0 | 0 | 0 | 0 | 0 | 0 | 0 | 0 | 0 | 0 | 0 | 0 | 0 | 0 | 0 | 0 | 0 | 0 | 0 | 0 | 0 | 0 | 0 | 0 | 0 | 0 | 0 | 0
[19 empty] | Fixed env & social | Input | £000s | 0 | 0 | 0 | 0 | 0 | 0 | 0 | 0 | 0 | 0 | 0 | 0 | 0 | 0 | 0 | 0 | 0 | 0 | 0 | 0 | 0 | 0 | 0 | 0 | 0 | 0 | 0 | 0 | 0 | 0 | 0 | 0 | 0 | 0 | 0 | 0 | 0 | 0 | 0 | 0 | 0 | 0 | 0 | 0 | 0 | 0 | 0 | 0 | 0 | 0 | 0 | 0 | 0 | 0 | 0 | 0 | 0 | 0 | 0 | 0 | 0 | 0 | 0 | 0 | 0 | 0 | 0 | 0 | 0 | 0 | 0 | 0 | 0 | 0 | 0 | 0 | 0 | 0 | 0 | 0 | 0 | 0 | 0 | 0 | 0 | 0 | 0 | 0 | 0 | 0 | 0 | 0 | 0 | 0 | 0 | 0 | 0 | 0 | 0 | 0 | 0 | 0 | 0 | 0
[19 empty] | Variable env & social | Input | £000s | 0 | 0 | 0 | 0 | 0 | 0 | 0 | 0 | 0 | 0 | 0 | 0 | 0 | 0 | 0 | 0 | 0 | 0 | 0 | 0 | 0 | 0 | 0 | 0 | 0 | 0 | 0 | 0 | 0 | 0 | 0 | 0 | 0 | 0 | 0 | 0 | 0 | 0 | 0 | 0 | 0 | 0 | 0 | 0 | 0 | 0 | 0 | 0 | 0 | 0 | 0 | 0 | 0 | 0 | 0 | 0 | 0 | 0 | 0 | 0 | 0 | 0 | 0 | 0 | 0 | 0 | 0 | 0 | 0 | 0 | 0 | 0 | 0 | 0 | 0 | 0 | 0 | 0 | 0 | 0 | 0 | 0 | 0 | 0 | 0 | 0 | 0 | 0 | 0 | 0 | 0 | 0 | 0 | 0 | 0 | 0 | 0 | 0 | 0 | 0 | 0 | 0 | 0 | 0
[19 empty] | Fixed carbon costs | Input | £000s | 1.1158 | -0.0038016 | -0.0038016 | -0.0038016 | -0.0038016 | -0.0038016 | -0.0038016 | -0.0038016 | -0.0038016 | -0.0038016 | -0.0038016 | -0.0038016 | -0.0038016 | -0.0038016 | -0.0038016 | -0.0038016 | -0.0038016 | -0.0038016 | -0.0038016 | -0.0038016 | -0.0038016 | -0.0038016 | -0.0038016 | -0.0038016 | -0.0038016 | -0.0038016 | -0.0038016 | -0.0038016 | -0.0038016 | -0.0038016 | -0.0038016 | -0.0038016 | -0.0038016 | -0.0038016 | -0.0038016 | -0.0038016 | -0.0038016 | -0.0038016 | -0.0038016 | -0.0038016 | -0.0038016 | -0.0038016 | -0.0038016 | -0.0038016 | -0.0038016 | -0.0038016 | -0.0038016 | -0.0038016 | -0.0038016 | -0.0038016 | -0.0038016 | -0.0038016 | -0.0038016 | -0.0038016 | -0.0038016 | -0.0038016 | -0.0038016 | -0.0038016 | -0.0038016 | -0.0038016 | -0.0038016 | -0.0038016 | -0.0038016 | -0.0038016 | -0.0038016 | -0.0038016 | -0.0038016 | -0.0038016 | -0.0038016 | -0.0038016 | -0.0038016 | -0.0038016 | -0.0038016 | -0.0038016 | -0.0038016 | -0.0038016 | -0.0038016 | -0.0038016 | -0.0038016 | -0.0038016 | 0 | 0 | 0 | 0 | 0 | 0 | 0 | 0 | 0 | 0 | 0 | 0 | 0 | 0 | 0 | 0 | 0 | 0 | 0 | 0 | 0 | 0 | 0 | 0
[19 empty] | Variable carbon costs | Input | £000s | 0 | 0 | 0 | 0 | 0 | 0 | 0 | 0 | 0 | 0 | 0 | 0 | 0 | 0 | 0 | 0 | 0 | 0 | 0 | 0 | 0 | 0 | 0 | 0 | 0 | 0 | 0 | 0 | 0 | 0 | 0 | 0 | 0 | 0 | 0 | 0 | 0 | 0 | 0 | 0 | 0 | 0 | 0 | 0 | 0 | 0 | 0 | 0 | 0 | 0 | 0 | 0 | 0 | 0 | 0 | 0 | 0 | 0 | 0 | 0 | 0 | 0 | 0 | 0 | 0 | 0 | 0 | 0 | 0 | 0 | 0 | 0 | 0 | 0 | 0 | 0 | 0 | 0 | 0 | 0 | 0 | 0 | 0 | 0 | 0 | 0 | 0 | 0 | 0 | 0 | 0 | 0 | 0 | 0 | 0 | 0 | 0 | 0 | 0 | 0 | 0 | 0 | 0 | 0
[19 empty] | Customer willingness to pay | Input | £000s | 0 | 0 | 0 | 0 | 0 | 0 | 0 | 0 | 0 | 0 | 0 | 0 | 0 | 0 | 0 | 0 | 0 | 0 | 0 | 0 | 0 | 0 | 0 | 0 | 0 | 0 | 0 | 0 | 0 | 0 | 0 | 0 | 0 | 0 | 0 | 0 | 0 | 0 | 0 | 0 | 0 | 0 | 0 | 0 | 0 | 0 | 0 | 0 | 0 | 0 | 0 | 0 | 0 | 0 | 0 | 0 | 0 | 0 | 0 | 0 | 0 | 0 | 0 | 0 | 0 | 0 | 0 | 0 | 0 | 0 | 0 | 0 | 0 | 0 | 0 | 0 | 0 | 0 | 0 | 0 | 0 | 0 | 0 | 0 | 0 | 0 | 0 | 0 | 0 | 0 | 0 | 0 | 0 | 0 | 0 | 0 | 0 | 0 | 0 | 0 | 0 | 0 | 0 | 0
[19 empty] | Total | Sum of above (excl WAFU) | £000s | 171.1915 | 160.1943 | 150.3166 | 140.4389 | 130.5612 | -39.5146 | -29.6369 | -19.7592 | -9.8815 | -0.0038016 | -0.0038016 | -0.0038016 | -0.0038016 | -0.0038016 | -0.0038016 | -0.0038016 | -0.0038016 | -0.0038016 | -0.0038016 | -0.0038016 | -0.0038016 | -0.0038016 | -0.0038016 | -0.0038016 | -0.0038016 | -0.0038016 | -0.0038016 | -0.0038016 | -0.0038016 | -0.0038016 | -0.0038016 | -0.0038016 | -0.0038016 | -0.0038016 | -0.0038016 | -0.0038016 | -0.0038016 | -0.0038016 | -0.0038016 | -0.0038016 | -0.0038016 | -0.0038016 | -0.0038016 | -0.0038016 | -0.0038016 | -0.0038016 | -0.0038016 | -0.0038016 | -0.0038016 | -0.0038016 | -0.0038016 | -0.0038016 | -0.0038016 | -0.0038016 | -0.0038016 | -0.0038016 | -0.0038016 | -0.0038016 | -0.0038016 | -0.0038016 | -0.0038016 | -0.0038016 | -0.0038016 | -0.0038016 | -0.0038016 | -0.0038016 | -0.0038016 | -0.0038016 | -0.0038016 | -0.0038016 | -0.0038016 | -0.0038016 | -0.0038016 | -0.0038016 | -0.0038016 | -0.0038016 | -0.0038016 | -0.0038016 | -0.0038016 | -0.0038016 | 0 | 0 | 0 | 0 | 0 | 0 | 0 | 0 | 0 | 0 | 0 | 0 | 0 | 0 | 0 | 0 | 0 | 0 | 0 | 0 | 0 | 0 | 0 | 0
58.1x | SESW-WEF-019: Household WEFF programme company led self Install | SESW-WEF-019 | Household water audit | N | 2020 | Capacity | 0.10533 | 167.9194 | 0 | 137.3839 | 0 | 0.72933 | 0 | 138.1132 | 81.8154 | 82.2497 |  |  | Gains in WAFU / Savings in demand | Input | Ml/d | 0.021067 | 0.042134 | 0.063201 | 0.084268 | 0.10533 | 0.084268 | 0.063201 | 0.042134 | 0.021067 | 0 | 0 | 0 | 0 | 0 | 0 | 0 | 0 | 0 | 0 | 0 | 0 | 0 | 0 | 0 | 0 | 0 | 0 | 0 | 0 | 0 | 0 | 0 | 0 | 0 | 0 | 0 | 0 | 0 | 0 | 0 | 0 | 0 | 0 | 0 | 0 | 0 | 0 | 0 | 0 | 0 | 0 | 0 | 0 | 0 | 0 | 0 | 0 | 0 | 0 | 0 | 0 | 0 | 0 | 0 | 0 | 0 | 0 | 0 | 0 | 0 | 0 | 0 | 0 | 0 | 0 | 0 | 0 | 0 | 0 | 0 | 0 | 0 | 0 | 0 | 0 | 0 | 0 | 0 | 0 | 0 | 0 | 0 | 0 | 0 | 0 | 0 | 0 | 0 | 0 | 0 | 0 | 0 | 0 | 0
[19 empty] | Fixed capex | Input | £000s | 0 | 0 | 0 | 0 | 0 | 0 | 0 | 0 | 0 | 0 | 0 | 0 | 0 | 0 | 0 | 0 | 0 | 0 | 0 | 0 | 0 | 0 | 0 | 0 | 0 | 0 | 0 | 0 | 0 | 0 | 0 | 0 | 0 | 0 | 0 | 0 | 0 | 0 | 0 | 0 | 0 | 0 | 0 | 0 | 0 | 0 | 0 | 0 | 0 | 0 | 0 | 0 | 0 | 0 | 0 | 0 | 0 | 0 | 0 | 0 | 0 | 0 | 0 | 0 | 0 | 0 | 0 | 0 | 0 | 0 | 0 | 0 | 0 | 0 | 0 | 0 | 0 | 0 | 0 | 0 | 0 | 0 | 0 | 0 | 0 | 0 | 0 | 0 | 0 | 0 | 0 | 0 | 0 | 0 | 0 | 0 | 0 | 0 | 0 | 0 | 0 | 0 | 0 | 0
[19 empty] | Variable capex | Input | £000s | 0 | 0 | 0 | 0 | 0 | 0 | 0 | 0 | 0 | 0 | 0 | 0 | 0 | 0 | 0 | 0 | 0 | 0 | 0 | 0 | 0 | 0 | 0 | 0 | 0 | 0 | 0 | 0 | 0 | 0 | 0 | 0 | 0 | 0 | 0 | 0 | 0 | 0 | 0 | 0 | 0 | 0 | 0 | 0 | 0 | 0 | 0 | 0 | 0 | 0 | 0 | 0 | 0 | 0 | 0 | 0 | 0 | 0 | 0 | 0 | 0 | 0 | 0 | 0 | 0 | 0 | 0 | 0 | 0 | 0 | 0 | 0 | 0 | 0 | 0 | 0 | 0 | 0 | 0 | 0 | 0 | 0 | 0 | 0 | 0 | 0 | 0 | 0 | 0 | 0 | 0 | 0 | 0 | 0 | 0 | 0 | 0 | 0 | 0 | 0 | 0 | 0 | 0 | 0
[19 empty] | Financing costs | Input | £000s | 0 | 0 | 0 | 0 | 0 | 0 | 0 | 0 | 0 | 0 | 0 | 0 | 0 | 0 | 0 | 0 | 0 | 0 | 0 | 0 | 0 | 0 | 0 | 0 | 0 | 0 | 0 | 0 | 0 | 0 | 0 | 0 | 0 | 0 | 0 | 0 | 0 | 0 | 0 | 0 | 0 | 0 | 0 | 0 | 0 | 0 | 0 | 0 | 0 | 0 | 0 | 0 | 0 | 0 | 0 | 0 | 0 | 0 | 0 | 0 | 0 | 0 | 0 | 0 | 0 | 0 | 0 | 0 | 0 | 0 | 0 | 0 | 0 | 0 | 0 | 0 | 0 | 0 | 0 | 0
[19 empty] | Fixed opex | Input | £000s | 35.1009 | 33.5485 | 31.9962 | 30.4439 | 28.8915 | -6.2094 | -4.657 | -3.1047 | -1.5523 | 0 | 0 | 0 | 0 | 0 | 0 | 0 | 0 | 0 | 0 | 0 | 0 | 0 | 0 | 0 | 0 | 0 | 0 | 0 | 0 | 0 | 0 | 0 | 0 | 0 | 0 | 0 | 0 | 0 | 0 | 0 | 0 | 0 | 0 | 0 | 0 | 0 | 0 | 0 | 0 | 0 | 0 | 0 | 0 | 0 | 0 | 0 | 0 | 0 | 0 | 0 | 0 | 0 | 0 | 0 | 0 | 0 | 0 | 0 | 0 | 0 | 0 | 0 | 0 | 0 | 0 | 0 | 0 | 0 | 0 | 0 | 0 | 0 | 0 | 0 | 0 | 0 | 0 | 0 | 0 | 0 | 0 | 0 | 0 | 0 | 0 | 0 | 0 | 0 | 0 | 0 | 0 | 0 | 0 | 0
[19 empty] | Variable opex | Input | £000s | 0 | 0 | 0 | 0 | 0 | 0 | 0 | 0 | 0 | 0 | 0 | 0 | 0 | 0 | 0 | 0 | 0 | 0 | 0 | 0 | 0 | 0 | 0 | 0 | 0 | 0 | 0 | 0 | 0 | 0 | 0 | 0 | 0 | 0 | 0 | 0 | 0 | 0 | 0 | 0 | 0 | 0 | 0 | 0 | 0 | 0 | 0 | 0 | 0 | 0 | 0 | 0 | 0 | 0 | 0 | 0 | 0 | 0 | 0 | 0 | 0 | 0 | 0 | 0 | 0 | 0 | 0 | 0 | 0 | 0 | 0 | 0 | 0 | 0 | 0 | 0 | 0 | 0 | 0 | 0 | 0 | 0 | 0 | 0 | 0 | 0 | 0 | 0 | 0 | 0 | 0 | 0 | 0 | 0 | 0 | 0 | 0 | 0 | 0 | 0 | 0 | 0 | 0 | 0
[19 empty] | Opex savings | Input | £000s | 0 | 0 | 0 | 0 | 0 | 0 | 0 | 0 | 0 | 0 | 0 | 0 | 0 | 0 | 0 | 0 | 0 | 0 | 0 | 0 | 0 | 0 | 0 | 0 | 0 | 0 | 0 | 0 | 0 | 0 | 0 | 0 | 0 | 0 | 0 | 0 | 0 | 0 | 0 | 0 | 0 | 0 | 0 | 0 | 0 | 0 | 0 | 0 | 0 | 0 | 0 | 0 | 0 | 0 | 0 | 0 | 0 | 0 | 0 | 0 | 0 | 0 | 0 | 0 | 0 | 0 | 0 | 0 | 0 | 0 | 0 | 0 | 0 | 0 | 0 | 0 | 0 | 0 | 0 | 0 | 0 | 0 | 0 | 0 | 0 | 0 | 0 | 0 | 0 | 0 | 0 | 0 | 0 | 0 | 0 | 0 | 0 | 0 | 0 | 0 | 0 | 0 | 0 | 0
[19 empty] | Fixed env & social | Input | £000s | 0 | 0 | 0 | 0 | 0 | 0 | 0 | 0 | 0 | 0 | 0 | 0 | 0 | 0 | 0 | 0 | 0 | 0 | 0 | 0 | 0 | 0 | 0 | 0 | 0 | 0 | 0 | 0 | 0 | 0 | 0 | 0 | 0 | 0 | 0 | 0 | 0 | 0 | 0 | 0 | 0 | 0 | 0 | 0 | 0 | 0 | 0 | 0 | 0 | 0 | 0 | 0 | 0 | 0 | 0 | 0 | 0 | 0 | 0 | 0 | 0 | 0 | 0 | 0 | 0 | 0 | 0 | 0 | 0 | 0 | 0 | 0 | 0 | 0 | 0 | 0 | 0 | 0 | 0 | 0 | 0 | 0 | 0 | 0 | 0 | 0 | 0 | 0 | 0 | 0 | 0 | 0 | 0 | 0 | 0 | 0 | 0 | 0 | 0 | 0 | 0 | 0 | 0 | 0
[19 empty] | Variable env & social | Input | £000s | 0 | 0 | 0 | 0 | 0 | 0 | 0 | 0 | 0 | 0 | 0 | 0 | 0 | 0 | 0 | 0 | 0 | 0 | 0 | 0 | 0 | 0 | 0 | 0 | 0 | 0 | 0 | 0 | 0 | 0 | 0 | 0 | 0 | 0 | 0 | 0 | 0 | 0 | 0 | 0 | 0 | 0 | 0 | 0 | 0 | 0 | 0 | 0 | 0 | 0 | 0 | 0 | 0 | 0 | 0 | 0 | 0 | 0 | 0 | 0 | 0 | 0 | 0 | 0 | 0 | 0 | 0 | 0 | 0 | 0 | 0 | 0 | 0 | 0 | 0 | 0 | 0 | 0 | 0 | 0 | 0 | 0 | 0 | 0 | 0 | 0 | 0 | 0 | 0 | 0 | 0 | 0 | 0 | 0 | 0 | 0 | 0 | 0 | 0 | 0 | 0 | 0 | 0 | 0
[19 empty] | Fixed carbon costs | Input | £000s | 0.74578 | -0.00059744 | -0.00059744 | -0.00059744 | -0.00059744 | -0.00059744 | -0.00059744 | -0.00059744 | -0.00059744 | -0.00059744 | -0.00059744 | -0.00059744 | -0.00059744 | -0.00059744 | -0.00059744 | -0.00059744 | -0.00059744 | -0.00059744 | -0.00059744 | -0.00059744 | -0.00059744 | -0.00059744 | -0.00059744 | -0.00059744 | -0.00059744 | -0.00059744 | -0.00059744 | -0.00059744 | -0.00059744 | -0.00059744 | -0.00059744 | -0.00059744 | -0.00059744 | -0.00059744 | -0.00059744 | -0.00059744 | -0.00059744 | -0.00059744 | -0.00059744 | -0.00059744 | -0.00059744 | -0.00059744 | -0.00059744 | -0.00059744 | -0.00059744 | -0.00059744 | -0.00059744 | -0.00059744 | -0.00059744 | -0.00059744 | -0.00059744 | -0.00059744 | -0.00059744 | -0.00059744 | -0.00059744 | -0.00059744 | -0.00059744 | -0.00059744 | -0.00059744 | -0.00059744 | -0.00059744 | -0.00059744 | -0.00059744 | -0.00059744 | -0.00059744 | -0.00059744 | -0.00059744 | -0.00059744 | -0.00059744 | -0.00059744 | -0.00059744 | -0.00059744 | -0.00059744 | -0.00059744 | -0.00059744 | -0.00059744 | -0.00059744 | -0.00059744 | -0.00059744 | -0.00059744 | 0 | 0 | 0 | 0 | 0 | 0 | 0 | 0 | 0 | 0 | 0 | 0 | 0 | 0 | 0 | 0 | 0 | 0 | 0 | 0 | 0 | 0 | 0 | 0
[19 empty] | Variable carbon costs | Input | £000s | 0 | 0 | 0 | 0 | 0 | 0 | 0 | 0 | 0 | 0 | 0 | 0 | 0 | 0 | 0 | 0 | 0 | 0 | 0 | 0 | 0 | 0 | 0 | 0 | 0 | 0 | 0 | 0 | 0 | 0 | 0 | 0 | 0 | 0 | 0 | 0 | 0 | 0 | 0 | 0 | 0 | 0 | 0 | 0 | 0 | 0 | 0 | 0 | 0 | 0 | 0 | 0 | 0 | 0 | 0 | 0 | 0 | 0 | 0 | 0 | 0 | 0 | 0 | 0 | 0 | 0 | 0 | 0 | 0 | 0 | 0 | 0 | 0 | 0 | 0 | 0 | 0 | 0 | 0 | 0 | 0 | 0 | 0 | 0 | 0 | 0 | 0 | 0 | 0 | 0 | 0 | 0 | 0 | 0 | 0 | 0 | 0 | 0 | 0 | 0 | 0 | 0 | 0 | 0
[19 empty] | Customer willingness to pay | Input | £000s | 0 | 0 | 0 | 0 | 0 | 0 | 0 | 0 | 0 | 0 | 0 | 0 | 0 | 0 | 0 | 0 | 0 | 0 | 0 | 0 | 0 | 0 | 0 | 0 | 0 | 0 | 0 | 0 | 0 | 0 | 0 | 0 | 0 | 0 | 0 | 0 | 0 | 0 | 0 | 0 | 0 | 0 | 0 | 0 | 0 | 0 | 0 | 0 | 0 | 0 | 0 | 0 | 0 | 0 | 0 | 0 | 0 | 0 | 0 | 0 | 0 | 0 | 0 | 0 | 0 | 0 | 0 | 0 | 0 | 0 | 0 | 0 | 0 | 0 | 0 | 0 | 0 | 0 | 0 | 0 | 0 | 0 | 0 | 0 | 0 | 0 | 0 | 0 | 0 | 0 | 0 | 0 | 0 | 0 | 0 | 0 | 0 | 0 | 0 | 0 | 0 | 0 | 0 | 0
[19 empty] | Total | Sum of above (excl WAFU) | £000s | 35.8467 | 33.5479 | 31.9956 | 30.4433 | 28.8909 | -6.21 | -4.6576 | -3.1053 | -1.5529 | -0.00059744 | -0.00059744 | -0.00059744 | -0.00059744 | -0.00059744 | -0.00059744 | -0.00059744 | -0.00059744 | -0.00059744 | -0.00059744 | -0.00059744 | -0.00059744 | -0.00059744 | -0.00059744 | -0.00059744 | -0.00059744 | -0.00059744 | -0.00059744 | -0.00059744 | -0.00059744 | -0.00059744 | -0.00059744 | -0.00059744 | -0.00059744 | -0.00059744 | -0.00059744 | -0.00059744 | -0.00059744 | -0.00059744 | -0.00059744 | -0.00059744 | -0.00059744 | -0.00059744 | -0.00059744 | -0.00059744 | -0.00059744 | -0.00059744 | -0.00059744 | -0.00059744 | -0.00059744 | -0.00059744 | -0.00059744 | -0.00059744 | -0.00059744 | -0.00059744 | -0.00059744 | -0.00059744 | -0.00059744 | -0.00059744 | -0.00059744 | -0.00059744 | -0.00059744 | -0.00059744 | -0.00059744 | -0.00059744 | -0.00059744 | -0.00059744 | -0.00059744 | -0.00059744 | -0.00059744 | -0.00059744 | -0.00059744 | -0.00059744 | -0.00059744 | -0.00059744 | -0.00059744 | -0.00059744 | -0.00059744 | -0.00059744 | -0.00059744 | -0.00059744 | 0 | 0 | 0 | 0 | 0 | 0 | 0 | 0 | 0 | 0 | 0 | 0 | 0 | 0 | 0 | 0 | 0 | 0 | 0 | 0 | 0 | 0 | 0 | 0
61.4a | Options to change volume delivered to unmeasured households | [20 empty] | 0 | 0 | 0 | 0 | 0 | 0 | 0 | 0 | 0 | 0 | 0 | 0 | 0 | 0 | 0 | 0 | 0 | 0 | 0 | 0 | 0 | 0 | 0 | 0 | 0 | 0 | 0 | 0 | 0 | 0 | 0 | 0 | 0 | 0 | 0 | 0 | 0 | 0 | 0 | 0 | 0 | 0 | 0 | 0 | 0 | 0 | 0 | 0 | 0 | 0 | 0 | 0 | 0 | 0 | 0 | 0 | 0 | 0 | 0 | 0 | 0 | 0 | 0 | 0 | 0 | 0 | 0 | 0 | 0 | 0 | 0 | 0 | 0 | 0 | 0 | 0 | 0 | 0 | 0 | 0 | 0 | 0 | 0 | 0 | 0 | 0 | 0 | 0 | 0 | 0 | 0 | 0 | 0 | 0 | 0 | 0 | 0 | 0 | 0 | 0 | 0 | 0 | 0 | 0
61.5a | Options to reduce water taken unbilled | [20 empty] | 0 | 0 | 0 | 0 | 0 | 0 | 0 | 0 | 0 | 0 | 0 | 0 | 0 | 0 | 0 | 0 | 0 | 0 | 0 | 0 | 0 | 0 | 0 | 0 | 0 | 0 | 0 | 0 | 0 | 0 | 0 | 0 | 0 | 0 | 0 | 0 | 0 | 0 | 0 | 0 | 0 | 0 | 0 | 0 | 0 | 0 | 0 | 0 | 0 | 0 | 0 | 0 | 0 | 0 | 0 | 0 | 0 | 0 | 0 | 0 | 0 | 0 | 0 | 0 | 0 | 0 | 0 | 0 | 0 | 0 | 0 | 0 | 0 | 0 | 0 | 0 | 0 | 0 | 0 | 0 | 0 | 0 | 0 | 0 | 0 | 0 | 0 | 0 | 0 | 0 | 0 | 0 | 0 | 0 | 0 | 0 | 0 | 0 | 0 | 0 | 0 | 0 | 0 | 0
61.6a | Options impacting on measured Non Household - USPL | [20 empty] | 0 | 0 | 0 | 0 | 0 | 0 | 0 | 0 | 0 | 0 | 0 | 0 | 0 | 0 | 0 | 0 | 0 | 0 | 0 | 0 | 0 | 0 | 0 | 0 | 0 | 0 | 0 | 0 | 0 | 0 | 0 | 0 | 0 | 0 | 0 | 0 | 0 | 0 | 0 | 0 | 0 | 0 | 0 | 0 | 0 | 0 | 0 | 0 | 0 | 0 | 0 | 0 | 0 | 0 | 0 | 0 | 0 | 0 | 0 | 0 | 0 | 0 | 0 | 0 | 0 | 0 | 0 | 0 | 0 | 0 | 0 | 0 | 0 | 0 | 0 | 0 | 0 | 0 | 0 | 0 | 0 | 0 | 0 | 0 | 0 | 0 | 0 | 0 | 0 | 0 | 0 | 0 | 0 | 0 | 0 | 0 | 0 | 0 | 0 | 0 | 0 | 0 | 0 | 0
61.7a | Options impacting on unmeasured Non Household - USPL | [20 empty] | 0 | 0 | 0 | 0 | 0 | 0 | 0 | 0 | 0 | 0 | 0 | 0 | 0 | 0 | 0 | 0 | 0 | 0 | 0 | 0 | 0 | 0 | 0 | 0 | 0 | 0 | 0 | 0 | 0 | 0 | 0 | 0 | 0 | 0 | 0 | 0 | 0 | 0 | 0 | 0 | 0 | 0 | 0 | 0 | 0 | 0 | 0 | 0 | 0 | 0 | 0 | 0 | 0 | 0 | 0 | 0 | 0 | 0 | 0 | 0 | 0 | 0 | 0 | 0 | 0 | 0 | 0 | 0 | 0 | 0 | 0 | 0 | 0 | 0 | 0 | 0 | 0 | 0 | 0 | 0 | 0 | 0 | 0 | 0 | 0 | 0 | 0 | 0 | 0 | 0 | 0 | 0 | 0 | 0 | 0 | 0 | 0 | 0 | 0 | 0 | 0 | 0 | 0 | 0
61.8a | Options impacting on measured Household - USPL | [20 empty] | 0 | 0 | 0 | 0 | 0 | 0 | 0 | 0 | 0 | 0 | 0 | 0 | 0 | 0 | 0 | 0 | 0 | 0 | 0 | 0 | 0 | 0 | 0 | 0 | 0 | 0 | 0 | 0 | 0 | 0 | 0 | 0 | 0 | 0 | 0 | 0 | 0 | 0 | 0 | 0 | 0 | 0 | 0 | 0 | 0 | 0 | 0 | 0 | 0 | 0 | 0 | 0 | 0 | 0 | 0 | 0 | 0 | 0 | 0 | 0 | 0 | 0 | 0 | 0 | 0 | 0 | 0 | 0 | 0 | 0 | 0 | 0 | 0 | 0 | 0 | 0 | 0 | 0 | 0 | 0 | 0 | 0 | 0 | 0 | 0 | 0 | 0 | 0 | 0 | 0 | 0 | 0 | 0 | 0 | 0 | 0 | 0 | 0 | 0 | 0 | 0 | 0 | 0 | 0
61.9a | Options impacting on unmeasured Household - USPL | [20 empty] | 0 | 0 | 0 | 0 | 0 | 0 | 0 | 0 | 0 | 0 | 0 | 0 | 0 | 0 | 0 | 0 | 0 | 0 | 0 | 0 | 0 | 0 | 0 | 0 | 0 | 0 | 0 | 0 | 0 | 0 | 0 | 0 | 0 | 0 | 0 | 0 | 0 | 0 | 0 | 0 | 0 | 0 | 0 | 0 | 0 | 0 | 0 | 0 | 0 | 0 | 0 | 0 | 0 | 0 | 0 | 0 | 0 | 0 | 0 | 0 | 0 | 0 | 0 | 0 | 0 | 0 | 0 | 0 | 0 | 0 | 0 | 0 | 0 | 0 | 0 | 0 | 0 | 0 | 0 | 0 | 0 | 0 | 0 | 0 | 0 | 0 | 0 | 0 | 0 | 0 | 0 | 0 | 0 | 0 | 0 | 0 | 0 | 0 | 0 | 0 | 0 | 0 | 0 | 0
61.10a | Options impacting on Void properties - USPL | [20 empty] | 0 | 0 | 0 | 0 | 0 | 0 | 0 | 0 | 0 | 0 | 0 | 0 | 0 | 0 | 0 | 0 | 0 | 0 | 0 | 0 | 0 | 0 | 0 | 0 | 0 | 0 | 0 | 0 | 0 | 0 | 0 | 0 | 0 | 0 | 0 | 0 | 0 | 0 | 0 | 0 | 0 | 0 | 0 | 0 | 0 | 0 | 0 | 0 | 0 | 0 | 0 | 0 | 0 | 0 | 0 | 0 | 0 | 0 | 0 | 0 | 0 | 0 | 0 | 0 | 0 | 0 | 0 | 0 | 0 | 0 | 0 | 0 | 0 | 0 | 0 | 0 | 0 | 0 | 0 | 0 | 0 | 0 | 0 | 0 | 0 | 0 | 0 | 0 | 0 | 0 | 0 | 0 | 0 | 0 | 0 | 0 | 0 | 0 | 0 | 0 | 0 | 0 | 0 | 0
RZCOSTSHERE
| 0 | 0
| 0 | 0
| 0 | 0
| 0 | 0
| 0 | 0
Start dates | Option Categories
2020-21 | Aquifer recharge
2021-22 | Bulk supply
2022-23 | Conjunctive use
2023-24 | Desalination
2024-25 | Effluent reuse
2025-26 | GW enhancement
2026-27 | GW new
2027-28 | Reservoir enlargement
2028-29 | New reservoir
2029-30 | SW enhancement
2030-31 | SW new
2031-32
2032-33
2033-34 | Active leakage management
2034-35 | Mains repair
2035-36 | Mains replacement (not trunk mains)
2036-37 | Pressure management
2037-38 | Other leakage control
2038-39 | Trunk mains renewal
2039-40 | Pumps
2040-41 | Service reservoir
2041-42
2042-43
2043-44 | Water treatment works loss recovery
2044-45 | Water treatment works capacity increase
Cistern displacement device
Household water audit
Commercial water audit
Customer education / awareness
Other water efficiency
Metering optants
Metering change of occupancy
Metering compulsory
Metering other selective
Supply pipe repairs / replacement
Outdoor water efficiency devices
Retrofitting indoor water efficiency devices
Alternative tariffs
Collaborative R&D
Note on B1: Author: Need to ensure that every preferred option in Table 6 is also listed in the feasible option list (Table 5) using the same company defined Option reference no.
Note on DW1: Author: At year 126 this drops to 2%
Note on V2: The original formulae assumed 80 whatever number was put here. The formulae in this sheet will take account of the number.
Note on X2: Cells X2:CY2 contain a factor to calculate NPV based on variable discount rate - please do not adjust
Note on CY2: Formula can be copied across to the right if appraisal period extends beyond 80 years
Note on C6: Author: Use this to include an increase in output due to drought orders and drought permits

## 6. Preferred (Scenario Yr)
Table 6: Preferred list of water management options
DRY YEAR PLANNED GAINS IN WAFU OR SAVINGS IN DEMAND (Ml/d) - TO BE COMPLETED FOR ALL PREFERRED OPTIONS (WAFU gains for each year are individual year gains and not cumulative gains)
Row Ref | Option Name [Insert / delete non-numbered lines to suit] | Option Reference No. |  | Unit | Decimal places | 2015-16 | For info 2017-18 | For info 2018-19 | For info 2019-20 | 2020-21 | 2021-22 | 2022-23 | 2023-24 | 2024-25 | 2025-26 | 2026-27 | 2027-28 | 2028-29 | 2029-30 | 2030-31 | 2031-32 | 2032-33 | 2033-34 | 2034-35 | 2035-36 | 2036-37 | 2037-38 | 2038-39 | 2039-40 | 2040-41 | 2041-42 | 2042-43 | 2043-44 | 2044-45 | 2045-46 | 2046-47 | 2047-48 | 2048-49 | 2049-50 | 2050-51 | 2051-52 | 2052-53 | 2053-54 | 2054-55 | 2055-56 | 2056-57 | 2057-58 | 2058-59 | 2059-60 | 2060-61 | 2061-62 | 2062-63 | 2063-64 | 2064-65 | 2065-66 | 2066-67 | 2067-68 | 2068-69 | 2069-70 | 2070-71 | 2071-72 | 2072-73 | 2073-74 | 2074-75 | 2075-76 | 2076-77 | 2077-78 | 2078-79 | 2079-80
58 | Resource Management | - |  | Ml/d | 2 | 0 | 0 | 0 | 0 | 0 | 0 | 0 | 0 | 0 | 0 | 0 | 0 | 0 | 0 | 0 | 0 | 0 | 0 | 0 | 0 | 0 | 0 | 0 | 0 | 0 | 0 | 0 | 0 | 0 | 0 | 0 | 0 | 0 | 0 | 0 | 0 | 0 | 0 | 0 | 0 | 0 | 0 | 0 | 0 | 0 | 0 | 0 | 0 | 0 | 0 | 0 | 0 | 0 | 0 | 0 | 0 | 0 | 0 | 0 | 0 | 0 | 0 | 0 | 0
58.1 | Increase raw water abstractions | - |  | Ml/d | 2 | 0 | 0 | 0 | 0 | 0 | 0 | 0 | 0 | 0 | 0 | 0 | 0 | 0 | 0 | 0 | 0 | 0 | 0 | 0 | 0 | 0 | 0 | 0 | 0 | 0 | 0 | 0 | 0 | 0 | 0 | 0 | 0 | 0 | 0 | 0 | 0 | 0 | 0 | 0 | 0 | 0 | 0 | 0 | 0 | 0 | 0 | 0 | 0 | 0 | 0 | 0 | 0 | 0 | 0 | 0 | 0 | 0 | 0 | 0 | 0 | 0 | 0 | 0 | 0
- |  |  |  | Ml/d | 2
- | (insert row above) | - |  | - |  | - | - | - | - | bar: 2020-21 to 2079-80
58.2 | Raw water imports | - |  | Ml/d | 2 | 0 | 0 | 0 | 0 | 0 | 0 | 0 | 0 | 0 | 0 | 0 | 0 | 0 | 0 | 0 | 0 | 0 | 0 | 0 | 0 | 0 | 0 | 0 | 0 | 0 | 0 | 0 | 0 | 0 | 0 | 0 | 0 | 0 | 0 | 0 | 0 | 0 | 0 | 0 | 0 | 0 | 0 | 0 | 0 | 0 | 0 | 0 | 0 | 0 | 0 | 0 | 0 | 0 | 0 | 0 | 0 | 0 | 0 | 0 | 0 | 0 | 0 | 0 | 0
- |  |  |  | Ml/d | 2
- | (insert row above) | - |  | - |  | - | - | - | - | bar: 2020-21 to 2079-80
58.3 | Potable water Imports (input reductions as -ve) | - |  | Ml/d | 2 | 0 | 0 | 0 | 0 | 0 | 0 | 0 | 0 | 0 | 0 | 0 | 0 | 0 | 0 | 0 | 0 | 0 | 0 | 0 | 0 | 0 | 0 | 0 | 0 | 0 | 0 | 0 | 0 | 0 | 0 | 0 | 0 | 0 | 0 | 0 | 0 | 0 | 0 | 0 | 0 | 0 | 0 | 0 | 0 | 0 | 0 | 0 | 0 | 0 | 0 | 0 | 0 | 0 | 0 | 0 | 0 | 0 | 0 | 0 | 0 | 0 | 0 | 0 | 0
- |  |  |  | Ml/d | 2
- | (insert row above) | - |  | - |  | - | - | - | - | bar: 2020-21 to 2079-80
58.4 | Reduce raw water losses and operational use (input as -ve) | - |  | Ml/d | 2 | 0 | 0 | 0 | 0 | 0 | 0 | 0 | 0 | 0 | 0 | 0 | 0 | 0 | 0 | 0 | 0 | 0 | 0 | 0 | 0 | 0 | 0 | 0 | 0 | 0 | 0 | 0 | 0 | 0 | 0 | 0 | 0 | 0 | 0 | 0 | 0 | 0 | 0 | 0 | 0 | 0 | 0 | 0 | 0 | 0 | 0 | 0 | 0 | 0 | 0 | 0 | 0 | 0 | 0 | 0 | 0 | 0 | 0 | 0 | 0 | 0 | 0 | 0 | 0
- |  |  |  | Ml/d | 2
- | (insert row above) | - |  | - |  | - | - | - | - | bar: 2020-21 to 2079-80
58.5 | Reduced raw water export (including non potable supplies) |  |  | Ml/d | 2 | 0 | 0 | 0 | 0 | 0 | 0 | 0 | 0 | 0 | 0 | 0 | 0 | 0 | 0 | 0 | 0 | 0 | 0 | 0 | 0 | 0 | 0 | 0 | 0 | 0 | 0 | 0 | 0 | 0 | 0 | 0 | 0 | 0 | 0 | 0 | 0 | 0 | 0 | 0 | 0 | 0 | 0 | 0 | 0 | 0 | 0 | 0 | 0 | 0 | 0 | 0 | 0 | 0 | 0 | 0 | 0 | 0 | 0 | 0 | 0 | 0 | 0 | 0 | 0
58.51 | Reduce raw water exports (input as -ve) | - |  | Ml/d | 2 | 0 | 0 | 0 | 0 | 0 | 0 | 0 | 0 | 0 | 0 | 0 | 0 | 0 | 0 | 0 | 0 | 0 | 0 | 0 | 0 | 0 | 0 | 0 | 0 | 0 | 0 | 0 | 0 | 0 | 0 | 0 | 0 | 0 | 0 | 0 | 0 | 0 | 0 | 0 | 0 | 0 | 0 | 0 | 0 | 0 | 0 | 0 | 0 | 0 | 0 | 0 | 0 | 0 | 0 | 0 | 0 | 0 | 0 | 0 | 0 | 0 | 0 | 0 | 0
- |  |  |  | Ml/d | 2
- | (insert row above) | - |  | - |  | - | - | - | - | bar: 2020-21 to 2079-80
58.52 | Reduce non potable supplies (input as -ve) | - |  | Ml/d | 2 | 0 | 0 | 0 | 0 | 0 | 0 | 0 | 0 | 0 | 0 | 0 | 0 | 0 | 0 | 0 | 0 | 0 | 0 | 0 | 0 | 0 | 0 | 0 | 0 | 0 | 0 | 0 | 0 | 0 | 0 | 0 | 0 | 0 | 0 | 0 | 0 | 0 | 0 | 0 | 0 | 0 | 0 | 0 | 0 | 0 | 0 | 0 | 0 | 0 | 0 | 0 | 0 | 0 | 0 | 0 | 0 | 0 | 0 | 0 | 0 | 0 | 0 | 0 | 0
- |  |  |  | Ml/d | 2
- | (insert row above) | - |  | - |  | - | - | - | - | bar: 2020-21 to 2079-80
58.6 | Reduce potable water exports (input as -ve) | - |  | Ml/d |  | 0 | 0 | 0 | 0 | 0 | 0 | 0 | 0 | 0 | 0 | 0 | 0 | 0 | 0 | 0 | 0 | 0 | 0 | 0 | 0 | 0 | 0 | 0 | 0 | 0 | 0 | 0 | 0 | 0 | 0 | 0 | 0 | 0 | 0 | 0 | 0 | 0 | 0 | 0 | 0 | 0 | 0 | 0 | 0 | 0 | 0 | 0 | 0 | 0 | 0 | 0 | 0 | 0 | 0 | 0 | 0 | 0 | 0 | 0 | 0 | 0 | 0 | 0 | 0
- |  |  |  | Ml/d | 2
- | (insert row above) | - |  | - |  | - | - | - | - | bar: 2020-21 to 2079-80
58.7 | Other options to increase deployable output | - |  | Ml/d |  | 0 | 0 | 0 | 0 | 0 | 0 | 0 | 0 | 0 | 0 | 0 | 0 | 0 | 0 | 0 | 0 | 0 | 0 | 0 | 0 | 0 | 0 | 0 | 0 | 0 | 0 | 0 | 0 | 0 | 0 | 0 | 0 | 0 | 0 | 0 | 0 | 0 | 0 | 0 | 0 | 0 | 0 | 0 | 0 | 0 | 0 | 0 | 0 | 0 | 0 | 0 | 0 | 0 | 0 | 0 | 0 | 0 | 0 | 0 | 0 | 0 | 0 | 0 | 0
- |  |  |  | Ml/d | 2
- | (insert row above) | - |  | - |  | - | - | - | - | bar: 2020-21 to 2079-80
59 | Distribution Side Management | - |  |  |  | 0 | 0 | 0 | 0 | -0.28668 | -0.58925 | -0.90692 | -1.239 | -1.5851 | -2.0588 | -2.5299 | -2.9975 | -3.4622 | -3.924 | -4.3465 | -4.7624 | -5.171 | -5.5746 | -5.9705 | -6.3058 | -6.6353 | -6.9595 | -7.2782 | -7.5916 | -7.8184 | -8.0426 | -8.2646 | -8.4842 | -8.7016 | -8.6632 | -8.6297 | -8.5962 | -8.5627 | -8.5292 | -8.4957 | -8.4622 | -8.4287 | -8.3952 | -8.3617 | -8.3282 | -8.2947 | -8.2612 | -8.2277 | -8.1941 | -8.1606 | -8.1271 | -8.0936 | -8.0601 | -8.0266 | -7.9931 | -7.9596 | -7.9261 | -7.8926 | -7.8591 | -7.8256 | -7.7921 | -7.7586 | -7.725 | -7.6915 | -7.658 | -7.6245 | -7.591 | -7.5575 | -7.524
59.1 | Reduce distribution losses (input as -ve) | - |  | Ml/d | 2 | 0 | 0 | 0 | 0 | -0.28668 | -0.58925 | -0.90692 | -1.239 | -1.5851 | -2.0588 | -2.5299 | -2.9975 | -3.4622 | -3.924 | -4.3465 | -4.7624 | -5.171 | -5.5746 | -5.9705 | -6.3058 | -6.6353 | -6.9595 | -7.2782 | -7.5916 | -7.8184 | -8.0426 | -8.2646 | -8.4842 | -8.7016 | -8.6632 | -8.6297 | -8.5962 | -8.5627 | -8.5292 | -8.4957 | -8.4622 | -8.4287 | -8.3952 | -8.3617 | -8.3282 | -8.2947 | -8.2612 | -8.2277 | -8.1941 | -8.1606 | -8.1271 | -8.0936 | -8.0601 | -8.0266 | -7.9931 | -7.9596 | -7.9261 | -7.8926 | -7.8591 | -7.8256 | -7.7921 | -7.7586 | -7.725 | -7.6915 | -7.658 | -7.6245 | -7.591 | -7.5575 | -7.524
| SESW-LEA-900: Leakage bundle 1 | SESW-LEA-900 |  | Ml/d | 2 |  |  |  |  | -0.28668 | -0.58925 | -0.90692 | -1.239 | -1.5851 | -2.0588 | -2.5299 | -2.9975 | -3.4622 | -3.924 | -4.3465 | -4.7624 | -5.171 | -5.5746 | -5.9705 | -6.3058 | -6.6353 | -6.9595 | -7.2782 | -7.5916 | -7.8184 | -8.0426 | -8.2646 | -8.4842 | -8.7016 | -8.6632 | -8.6297 | -8.5962 | -8.5627 | -8.5292 | -8.4957 | -8.4622 | -8.4287 | -8.3952 | -8.3617 | -8.3282 | -8.2947 | -8.2612 | -8.2277 | -8.1941 | -8.1606 | -8.1271 | -8.0936 | -8.0601 | -8.0266 | -7.9931 | -7.9596 | -7.9261 | -7.8926 | -7.8591 | -7.8256 | -7.7921 | -7.7586 | -7.725 | -7.6915 | -7.658 | -7.6245 | -7.591 | -7.5575 | -7.524
- | (insert row above) | - |  | - |  | - | - | - | - | bar: 2020-21 to 2079-80
59.2 | Reduce distribution system operational use (DSOU) (input as -ve) | - |  | Ml/d | 2 | 0 | 0 | 0 | 0 | 0 | 0 | 0 | 0 | 0 | 0 | 0 | 0 | 0 | 0 | 0 | 0 | 0 | 0 | 0 | 0 | 0 | 0 | 0 | 0 | 0 | 0 | 0 | 0 | 0 | 0 | 0 | 0 | 0 | 0 | 0 | 0 | 0 | 0 | 0 | 0 | 0 | 0 | 0 | 0 | 0 | 0 | 0 | 0 | 0 | 0 | 0 | 0 | 0 | 0 | 0 | 0 | 0 | 0 | 0 | 0 | 0 | 0 | 0 | 0
- |  |  |  | Ml/d | 2
- | (insert row above) | - |  | - |  | - | - | - | - | bar: 2020-21 to 2079-80
60 | Production Side Management, Specify Below.... | - |  |  | 2 | 0 | 0 | 0 | 0 | 0 | 0 | 0 | 0 | 0 | 0 | 0 | 0 | 0 | 0 | 0 | 0 | 0 | 0 | 0 | 0 | 0 | 0 | 0 | 0 | 0 | 0 | 0 | 0 | 0 | 0 | 0 | 0 | 0 | 0 | 0 | 0 | 0 | 0 | 0 | 0 | 0 | 0 | 0 | 0 | 0 | 0 | 0 | 0 | 0 | 0 | 0 | 0 | 0 | 0 | 0 | 0 | 0 | 0 | 0 | 0 | 0 | 0 | 0 | 0
60.1 | Reduce treatment works losses (input as -ve) | - |  | Ml/d | 2 | 0 | 0 | 0 | 0 | 0 | 0 | 0 | 0 | 0 | 0 | 0 | 0 | 0 | 0 | 0 | 0 | 0 | 0 | 0 | 0 | 0 | 0 | 0 | 0 | 0 | 0 | 0 | 0 | 0 | 0 | 0 | 0 | 0 | 0 | 0 | 0 | 0 | 0 | 0 | 0 | 0 | 0 | 0 | 0 | 0 | 0 | 0 | 0 | 0 | 0 | 0 | 0 | 0 | 0 | 0 | 0 | 0 | 0 | 0 | 0 | 0 | 0 | 0 | 0
- |  |  |  | Ml/d | 2
- | (insert row above) | - |  | - |  | - | - | - | - | bar: 2020-21 to 2079-80
60.2 | Reduce outages (input as -ve) | - |  | Ml/d | 2 | 0 | 0 | 0 | 0 | 0 | 0 | 0 | 0 | 0 | 0 | 0 | 0 | 0 | 0 | 0 | 0 | 0 | 0 | 0 | 0 | 0 | 0 | 0 | 0 | 0 | 0 | 0 | 0 | 0 | 0 | 0 | 0 | 0 | 0 | 0 | 0 | 0 | 0 | 0 | 0 | 0 | 0 | 0 | 0 | 0 | 0 | 0 | 0 | 0 | 0 | 0 | 0 | 0 | 0 | 0 | 0 | 0 | 0 | 0 | 0 | 0 | 0 | 0 | 0
- |  |  |  | Ml/d | 2
- | (insert row above) | - |  | - |  | - | - | - | - | bar: 2020-21 to 2079-80
61 | Customer Side Management | - |  |  | 2 | 0 | 0 | 0 | 0 | -1.4358 | -2.8593 | -4.2705 | -5.6705 | -7.0596 | -7.5409 | -8.0246 | -8.512 | -9.0022 | -9.4953 | -9.8379 | -10.1871 | -10.5437 | -10.9052 | -11.2744 | -11.6753 | -12.0818 | -12.4937 | -12.9111 | -13.3338 | -14.0707 | -14.8102 | -15.5519 | -16.296 | -17.0423 | -18.0316 | -18.7577 | -19.485 | -20.2136 | -20.9432 | -21.0035 | -21.0638 | -21.1241 | -21.1844 | -21.2447 | -21.305 | -21.3653 | -21.4256 | -21.4859 | -21.5462 | -21.6065 | -21.6668 | -21.7271 | -21.7873 | -21.8476 | -21.9079 | -21.9682 | -22.0285 | -22.0888 | -22.1491 | -22.1826 | -22.2161 | -22.2497 | -22.2832 | -22.3167 | -22.3502 | -22.3837 | -22.4172 | -22.4507 | -22.4842
61.1 | Change volume delivered to measured non households (input reductions as -ve) | - |  | Ml/d | 2 | 0 | 0 | 0 | 0 | 0 | 0 | 0 | 0 | 0 | 0 | 0 | 0 | 0 | 0 | 0 | 0 | 0 | 0 | 0 | 0 | 0 | 0 | 0 | 0 | 0 | 0 | 0 | 0 | 0 | 0 | 0 | 0 | 0 | 0 | 0 | 0 | 0 | 0 | 0 | 0 | 0 | 0 | 0 | 0 | 0 | 0 | 0 | 0 | 0 | 0 | 0 | 0 | 0 | 0 | 0 | 0 | 0 | 0 | 0 | 0 | 0 | 0 | 0 | 0
- |  |  |  | Ml/d | 2
- | (insert row above) | - |  | - |  | - | - | - | - | bar: 2020-21 to 2079-80
61.2 | Change volume delivered to unmeasured non households (input reductions as -ve) | - |  | Ml/d | 2 | 0 | 0 | 0 | 0 | 0 | 0 | 0 | 0 | 0 | 0 | 0 | 0 | 0 | 0 | 0 | 0 | 0 | 0 | 0 | 0 | 0 | 0 | 0 | 0 | 0 | 0 | 0 | 0 | 0 | 0 | 0 | 0 | 0 | 0 | 0 | 0 | 0 | 0 | 0 | 0 | 0 | 0 | 0 | 0 | 0 | 0 | 0 | 0 | 0 | 0 | 0 | 0 | 0 | 0 | 0 | 0 | 0 | 0 | 0 | 0 | 0 | 0 | 0 | 0
- |  |  |  | Ml/d | 2
- | (insert row above) | - |  | - |  | - | - | - | - | bar: 2020-21 to 2079-80
61.3 | Change volume delivered to measured households (input reductions as -ve) | - |  | Ml/d | 2 | 0 | 0 | 0 | 0 | 4.154 | 8.2906 | 12.4123 | 16.5205 | 20.6014 | 19.5311 | 18.4951 | 17.492 | 16.5204 | 15.5791 | 13.6645 | 11.8448 | 10.1147 | 8.4692 | 6.9033 | 5.3659 | 3.8993 | 2.4996 | 1.1629 | -0.11448 | -0.65512 | -1.1962 | -1.7378 | -2.2799 | -2.8223 | -3.747 | -4.4109 | -5.0738 | -5.7379 | -6.4032 | -6.4032 | -6.4031 | -6.403 | -6.4028 | -6.4025 | -6.4022 | -6.4019 | -6.4015 | -6.401 | -6.4005 | -6.3999 | -6.3993 | -6.3987 | -6.3979 | -6.3972 | -6.3964 | -6.3955 | -6.3946 | -6.3937 | -6.3927 | -6.3648 | -6.337 | -6.309 | -6.2811 | -6.2531 | -6.225 | -6.197 | -6.1688 | -6.1407 | -6.1125
| SESW-MET-600: Compulsory metering AMI - enhanced higher meter penetration | SESW-MET-600 |  | Ml/d | 2 |  |  |  |  | 4.2189 | 8.4327 | 12.6432 | 16.8512 | 21.0423 | 20.2901 | 19.579 | 18.9071 | 18.2721 | 17.6722 | 15.9913 | 14.4056 | 12.9097 | 11.4985 | 10.1673 | 8.9114 | 7.7267 | 6.609 | 5.5545 | 4.5598 | 4.5825 | 4.6052 | 4.6279 | 4.6506 | 4.6734 | 4.7028 | 4.7323 | 4.7617 | 4.7912 | 4.8207 | 4.8503 | 4.8798 | 4.9093 | 4.9389 | 4.9685 | 4.9981 | 5.0277 | 5.0573 | 5.087 | 5.1167 | 5.1463 | 5.176 | 5.2058 | 5.2355 | 5.2652 | 5.295 | 5.3248 | 5.3546 | 5.3844 | 5.4142 | 5.4441 | 5.474 | 5.5038 | 5.5337 | 5.5636 | 5.5936 | 5.6235 | 5.6535 | 5.6835 | 5.7135
| SESW-TAR-800b: Tariffs (scenario b) | SESW-TAR-800b | 0 | Ml/d | 0 | 0 | 0 | 0 | % | 0 | 0 | 0 | 0 | 0 | 0 | 0 | 0 | 0 | 0 | 0 | 0 | 0 | 0 | 0 | 0 | 0 | 0 | 0 | 0 | 0 | 0 | 0 | 0 | 0 | -0.95092 | -1.5945 | -2.1904 | -2.7874 | -3.3856 | -3.4124 | -3.4392 | -3.466 | -3.4928 | -3.5195 | -3.5463 | -3.5731 | -3.5999 | -3.6267 | -3.6535 | -3.6803 | -3.7071 | -3.7339 | -3.7607 | -3.7874 | -3.8142 | -3.841 | -3.8678 | -3.8946 | -3.9214 | -3.9214 | -3.9214 | -3.9214 | -3.9214 | -3.9214 | -3.9214 | -3.9214 | -3.9214 | -3.9214 | -3.9214
| SESW-WEF-700b-ph1: PR19 Option 1b (phase 1) | SESW-WEF-700b-ph1 |  | Ml/d | 0 |  |  |  |  | -0.064884 | -0.14208 | -0.2309 | -0.33071 | -0.44089 | -0.759 | -1.084 | -1.4151 | -1.7517 | -2.0931 | -2.3268 | -2.5608 | -2.795 | -3.0294 | -3.264 | -3.5456 | -3.8273 | -4.1094 | -4.3917 | -4.6743 | -5.2376 | -5.8014 | -6.3657 | -6.9305 | -7.4957 | -7.4989 | -7.5017 | -7.5044 | -7.5071 | -7.5098 | -7.5124 | -7.5149 | -7.5175 | -7.5199 | -7.5224 | -7.5248 | -7.5272 | -7.5295 | -7.5318 | -7.534 | -7.5363 | -7.5385 | -7.5406 | -7.5428 | -7.5449 | -7.547 | -7.549 | -7.551 | -7.553 | -7.555 | -7.5569 | -7.5588 | -7.5607 | -7.5626 | -7.5644 | -7.5662 | -7.568 | -7.5698 | -7.5715 | -7.5732
| SESW-WEF-700b-ph2: PR19 Option 1b(phase 1) | SESW-WEF-700b-ph2 |  | Ml/d | 0 |  |  |  |  | 0 | 0 | 0 | 0 | 0 | 0 | 0 | 0 | 0 | 0 | 0 | 0 | 0 | 0 | 0 | 0 | 0 | 0 | 0 | 0 | 0 | 0 | 0 | 0 | 0 | 0 | -0.046886 | -0.14071 | -0.2346 | -0.32855 | -0.32867 | -0.32878 | -0.32889 | -0.329 | -0.3291 | -0.32921 | -0.32931 | -0.32941 | -0.32952 | -0.32961 | -0.32971 | -0.32981 | -0.3299 | -0.33 | -0.33009 | -0.33018 | -0.33027 | -0.33036 | -0.33044 | -0.33053 | -0.33061 | -0.3307 | -0.33078 | -0.33086 | -0.33094 | -0.33102 | -0.3311 | -0.33118 | -0.33125 | -0.33133
Ml/d
- | (insert row above) | - |  | - |  | - | - | - | - | bar: 2020-21 to 2079-80
61.4 | Change volume delivered to unmeasured households (input reductions as -ve) | - |  | Ml/d | 2 | 0 | 0 | 0 | 0 | -5.1565 | -10.2991 | -15.4297 | -20.55 | -25.6461 | -24.9187 | -24.2256 | -23.5654 | -22.9368 | -22.3384 | -20.6687 | -19.0939 | -17.6088 | -16.2082 | -14.8872 | -13.6438 | -12.4711 | -11.3653 | -10.3225 | -9.3391 | -9.3863 | -9.433 | -9.4793 | -9.5251 | -9.5705 | -9.5967 | -9.6255 | -9.6564 | -9.6873 | -9.7181 | -9.7449 | -9.7718 | -9.7987 | -9.8257 | -9.8527 | -9.8798 | -9.907 | -9.9342 | -9.9614 | -9.9887 | -10.0161 | -10.0435 | -10.0709 | -10.0985 | -10.126 | -10.1536 | -10.1813 | -10.2089 | -10.2367 | -10.2645 | -10.2923 | -10.3202 | -10.3481 | -10.376 | -10.404 | -10.4321 | -10.4602 | -10.4883 | -10.5165 | -10.5447
- | SESW-MET-600: Compulsory metering AMI - enhanced higher meter penetration | SESW-MET-600 | 0 | Ml/d | 2 |  |  |  |  | -5.1234 | -10.2452 | -15.3667 | -20.4888 | -25.5971 | -24.8449 | -24.1339 | -23.4619 | -22.8269 | -22.227 | -20.5461 | -18.9604 | -17.4645 | -16.0534 | -14.7221 | -13.4663 | -12.2815 | -11.1638 | -10.1094 | -9.1146 | -9.1373 | -9.16 | -9.1827 | -9.2055 | -9.2282 | -9.2577 | -9.2871 | -9.3166 | -9.3461 | -9.3756 | -9.4051 | -9.4346 | -9.4642 | -9.4937 | -9.5233 | -9.5529 | -9.5825 | -9.6122 | -9.6418 | -9.6715 | -9.7012 | -9.7309 | -9.7606 | -9.7903 | -9.8201 | -9.8498 | -9.8796 | -9.9094 | -9.9392 | -9.9691 | -9.9989 | -10.0288 | -10.0587 | -10.0886 | -10.1185 | -10.1484 | -10.1784 | -10.2083 | -10.2383 | -10.2683
| SESW-WEF-700b-ph1: PR19 Option 1b (phase 1) | SESW-WEF-700b-ph1 |  | Ml/d | 3 |  |  |  |  | -0.033091 | -0.053875 | -0.063025 | -0.061186 | -0.048988 | -0.073788 | -0.091733 | -0.1035 | -0.10983 | -0.11137 | -0.12256 | -0.13355 | -0.14425 | -0.15483 | -0.16509 | -0.1775 | -0.18963 | -0.20151 | -0.21314 | -0.2245 | -0.24901 | -0.27303 | -0.29657 | -0.31965 | -0.34229 | -0.33905 | -0.33628 | -0.33355 | -0.33087 | -0.32822 | -0.32562 | -0.32307 | -0.32055 | -0.31807 | -0.31562 | -0.31322 | -0.31085 | -0.30852 | -0.30622 | -0.30395 | -0.30172 | -0.29952 | -0.29736 | -0.29522 | -0.29312 | -0.29104 | -0.28899 | -0.28698 | -0.28499 | -0.28302 | -0.28109 | -0.27918 | -0.2773 | -0.27544 | -0.2736 | -0.27179 | -0.27001 | -0.26825 | -0.26651 | -0.26479
| SESW-WEF-700b-ph2: PR19 Option 1b(phase 1) | SESW-WEF-700b-ph2 |  | Ml/d | 4 |  |  |  |  | 0 | 0 | 0 | 0 | 0 | 0 | 0 | 0 | 0 | 0 | 0 | 0 | 0 | 0 | 0 | 0 | 0 | 0 | 0 | 0 | 0 | 0 | 0 | 0 | 0 | 0 | -0.0021018 | -0.0062541 | -0.01034 | -0.01436 | -0.014246 | -0.014134 | -0.014024 | -0.013915 | -0.013809 | -0.013703 | -0.0136 | -0.013498 | -0.013397 | -0.013298 | -0.0132 | -0.013104 | -0.013009 | -0.012916 | -0.012824 | -0.012733 | -0.012643 | -0.012555 | -0.012468 | -0.012382 | -0.012298 | -0.012214 | -0.012132 | -0.01205 | -0.01197 | -0.011891 | -0.011813 | -0.011736 | -0.01166 | -0.011585
- | (insert row above) | - |  | - |  | - | - | - | - | bar: 2020-21 to 2079-80
61.5 | Options to reduce water taken unbilled (input as -ve) | - |  | Ml/d | 2 | 0 | 0 | 0 | 0 | 0 | 0 | 0 | 0 | 0 | 0 | 0 | 0 | 0 | 0 | 0 | 0 | 0 | 0 | 0 | 0 | 0 | 0 | 0 | 0 | 0 | 0 | 0 | 0 | 0 | 0 | 0 | 0 | 0 | 0 | 0 | 0 | 0 | 0 | 0 | 0 | 0 | 0 | 0 | 0 | 0 | 0 | 0 | 0 | 0 | 0 | 0 | 0 | 0 | 0 | 0 | 0 | 0 | 0 | 0 | 0 | 0 | 0 | 0 | 0
- |  |  |  | Ml/d | 2
- | (insert row above) | - |  | - |  | - | - | - | - | bar: 2020-21 to 2079-80
61.6 | Options impacting on measured Non Household - USPL (input reductions as -ve) |  |  | Ml/d | 2 | 0 | 0 | 0 | 0 | -0.0052904 | -0.010581 | -0.015871 | -0.021162 | -0.026452 | -0.030949 | -0.035446 | -0.039943 | -0.044439 | -0.048936 | -0.052759 | -0.056581 | -0.060403 | -0.064225 | -0.068048 | -0.071297 | -0.074546 | -0.077795 | -0.081044 | -0.084293 | -0.087054 | -0.089816 | -0.092577 | -0.095339 | -0.098101 | -0.098101 | -0.098101 | -0.098101 | -0.098101 | -0.098101 | -0.098101 | -0.098101 | -0.098101 | -0.098101 | -0.098101 | -0.098101 | -0.098101 | -0.098101 | -0.098101 | -0.098101 | -0.098101 | -0.098101 | -0.098101 | -0.098101 | -0.098101 | -0.098101 | -0.098101 | -0.098101 | -0.098101 | -0.098101 | -0.098101 | -0.098101 | -0.098101 | -0.098101 | -0.098101 | -0.098101 | -0.098101 | -0.098101 | -0.098101 | -0.098101
- | SESW-LEA-900: Leakage bundle 1 | SESW-LEA-900 |  | Ml/d | 2 |  |  |  |  | -0.0052904 | -0.010581 | -0.015871 | -0.021162 | -0.026452 | -0.030949 | -0.035446 | -0.039943 | -0.044439 | -0.048936 | -0.052759 | -0.056581 | -0.060403 | -0.064225 | -0.068048 | -0.071297 | -0.074546 | -0.077795 | -0.081044 | -0.084293 | -0.087054 | -0.089816 | -0.092577 | -0.095339 | -0.098101 | -0.098101 | -0.098101 | -0.098101 | -0.098101 | -0.098101 | -0.098101 | -0.098101 | -0.098101 | -0.098101 | -0.098101 | -0.098101 | -0.098101 | -0.098101 | -0.098101 | -0.098101 | -0.098101 | -0.098101 | -0.098101 | -0.098101 | -0.098101 | -0.098101 | -0.098101 | -0.098101 | -0.098101 | -0.098101 | -0.098101 | -0.098101 | -0.098101 | -0.098101 | -0.098101 | -0.098101 | -0.098101 | -0.098101 | -0.098101 | -0.098101
- | (insert row above) | - |  | - |  | - | - | - | - | bar: 2020-21 to 2079-80
61.7 | Options impacting on unmeasured Non Household - USPL (input reductions as -ve) |  |  | Ml/d | 2 | 0 | 0 | 0 | 0 | -0.0014488 | -0.0028976 | -0.0043464 | -0.0057952 | -0.007244 | -0.0084755 | -0.009707 | -0.010938 | -0.01217 | -0.013401 | -0.014448 | -0.015495 | -0.016542 | -0.017588 | -0.018635 | -0.019525 | -0.020415 | -0.021304 | -0.022194 | -0.023084 | -0.02384 | -0.024596 | -0.025353 | -0.026109 | -0.026865 | -0.026865 | -0.026865 | -0.026865 | -0.026865 | -0.026865 | -0.026865 | -0.026865 | -0.026865 | -0.026865 | -0.026865 | -0.026865 | -0.026865 | -0.026865 | -0.026865 | -0.026865 | -0.026865 | -0.026865 | -0.026865 | -0.026865 | -0.026865 | -0.026865 | -0.026865 | -0.026865 | -0.026865 | -0.026865 | -0.026865 | -0.026865 | -0.026865 | -0.026865 | -0.026865 | -0.026865 | -0.026865 | -0.026865 | -0.026865 | -0.026865
- | SESW-LEA-900: Leakage bundle 1 | SESW-LEA-900 |  | Ml/d | 2 |  |  |  |  | -0.0014488 | -0.0028976 | -0.0043464 | -0.0057952 | -0.007244 | -0.0084755 | -0.009707 | -0.010938 | -0.01217 | -0.013401 | -0.014448 | -0.015495 | -0.016542 | -0.017588 | -0.018635 | -0.019525 | -0.020415 | -0.021304 | -0.022194 | -0.023084 | -0.02384 | -0.024596 | -0.025353 | -0.026109 | -0.026865 | -0.026865 | -0.026865 | -0.026865 | -0.026865 | -0.026865 | -0.026865 | -0.026865 | -0.026865 | -0.026865 | -0.026865 | -0.026865 | -0.026865 | -0.026865 | -0.026865 | -0.026865 | -0.026865 | -0.026865 | -0.026865 | -0.026865 | -0.026865 | -0.026865 | -0.026865 | -0.026865 | -0.026865 | -0.026865 | -0.026865 | -0.026865 | -0.026865 | -0.026865 | -0.026865 | -0.026865 | -0.026865 | -0.026865 | -0.026865 | -0.026865
- | (insert row above) | - |  | - |  | - | - | - | - | bar: 2020-21 to 2079-80
61.8 | Options impacting on measured Household - USPL (input reductions as -ve) |  |  | Ml/d | 2 | 0 | 0 | 0 | 0 | 0.10655 | 0.18921 | 0.24848 | 0.28481 | 0.2989 | 0.10503 | -0.092013 | -0.29313 | -0.49741 | -0.7047 | -0.92476 | -1.1432 | -1.3614 | -1.5771 | -1.7938 | -1.9894 | -2.1846 | -2.3794 | -2.5743 | -2.7695 | -2.9057 | -3.0443 | -3.1852 | -3.3284 | -3.4739 | -3.5123 | -3.5458 | -3.5793 | -3.6128 | -3.6463 | -3.6798 | -3.7133 | -3.7469 | -3.7804 | -3.8139 | -3.8474 | -3.8809 | -3.9144 | -3.9479 | -3.9814 | -4.0149 | -4.0484 | -4.0819 | -4.1154 | -4.1489 | -4.1824 | -4.216 | -4.2495 | -4.283 | -4.3165 | -4.35 | -4.3835 | -4.417 | -4.4505 | -4.484 | -4.5175 | -4.551 | -4.5845 | -4.618 | -4.6515
- | SESW-LEA-900: Leakage bundle 1 | SESW-LEA-900 |  | Ml/d | 2 |  |  |  |  | 0.10655 | 0.18921 | 0.24848 | 0.28481 | 0.2989 | 0.10503 | -0.092013 | -0.29313 | -0.49741 | -0.7047 | -0.92476 | -1.1432 | -1.3614 | -1.5771 | -1.7938 | -1.9894 | -2.1846 | -2.3794 | -2.5743 | -2.7695 | -2.9057 | -3.0443 | -3.1852 | -3.3284 | -3.4739 | -3.5123 | -3.5458 | -3.5793 | -3.6128 | -3.6463 | -3.6798 | -3.7133 | -3.7469 | -3.7804 | -3.8139 | -3.8474 | -3.8809 | -3.9144 | -3.9479 | -3.9814 | -4.0149 | -4.0484 | -4.0819 | -4.1154 | -4.1489 | -4.1824 | -4.216 | -4.2495 | -4.283 | -4.3165 | -4.35 | -4.3835 | -4.417 | -4.4505 | -4.484 | -4.5175 | -4.551 | -4.5845 | -4.618 | -4.6515
- | (insert row above) | - |  | - |  | - | - | - | - | bar: 2020-21 to 2079-80
61.9 | Options impacting on unmeasured Household - USPL (input reductions as -ve) |  |  | Ml/d | 2 | 0 | 0 | 0 | 0 | -0.53313 | -1.0265 | -1.4813 | -1.8988 | -2.2801 | -2.2189 | -2.1569 | -2.0945 | -2.0318 | -1.969 | -1.8417 | -1.7227 | -1.6113 | -1.5072 | -1.41 | -1.3172 | -1.2305 | -1.1495 | -1.0739 | -1.0033 | -1.0127 | -1.0222 | -1.0317 | -1.0411 | -1.0506 | -1.0506 | -1.0506 | -1.0506 | -1.0506 | -1.0506 | -1.0506 | -1.0506 | -1.0506 | -1.0506 | -1.0506 | -1.0506 | -1.0506 | -1.0506 | -1.0506 | -1.0506 | -1.0506 | -1.0506 | -1.0506 | -1.0506 | -1.0506 | -1.0506 | -1.0506 | -1.0506 | -1.0506 | -1.0506 | -1.0506 | -1.0506 | -1.0506 | -1.0506 | -1.0506 | -1.0506 | -1.0506 | -1.0506 | -1.0506 | -1.0506
- | SESW-LEA-900: Leakage bundle 1 | SESW-LEA-900 |  | Ml/d | 2 |  |  |  |  | -0.53313 | -1.0265 | -1.4813 | -1.8988 | -2.2801 | -2.2189 | -2.1569 | -2.0945 | -2.0318 | -1.969 | -1.8417 | -1.7227 | -1.6113 | -1.5072 | -1.41 | -1.3172 | -1.2305 | -1.1495 | -1.0739 | -1.0033 | -1.0127 | -1.0222 | -1.0317 | -1.0411 | -1.0506 | -1.0506 | -1.0506 | -1.0506 | -1.0506 | -1.0506 | -1.0506 | -1.0506 | -1.0506 | -1.0506 | -1.0506 | -1.0506 | -1.0506 | -1.0506 | -1.0506 | -1.0506 | -1.0506 | -1.0506 | -1.0506 | -1.0506 | -1.0506 | -1.0506 | -1.0506 | -1.0506 | -1.0506 | -1.0506 | -1.0506 | -1.0506 | -1.0506 | -1.0506 | -1.0506 | -1.0506 | -1.0506 | -1.0506 | -1.0506 | -1.0506
- | (insert row above) | - |  | - |  | - | - | - | - | bar: 2020-21 to 2079-80
61.1 | Options impacting on Void properties - USPL (input reductions as -ve) |  |  | Ml/d | 2 | 0 | 0 | 0 | 0 | 0 | 0 | 0 | 0 | 0 | 0 | 0 | 0 | 0 | 0 | 0 | 0 | 0 | 0 | 0 | 0 | 0 | 0 | 0 | 0 | 0 | 0 | 0 | 0 | 0 | 0 | 0 | 0 | 0 | 0 | 0 | 0 | 0 | 0 | 0 | 0 | 0 | 0 | 0 | 0 | 0 | 0 | 0 | 0 | 0 | 0 | 0 | 0 | 0 | 0 | 0 | 0 | 0 | 0 | 0 | 0 | 0 | 0 | 0 | 0
- | SESW-LEA-900: Leakage bundle 1 | SESW-LEA-900 |  | Ml/d | 2 |  |  |  |  | 0 | 0 | 0 | 0 | 0 | 0 | 0 | 0 | 0 | 0 | 0 | 0 | 0 | 0 | 0 | 0 | 0 | 0 | 0 | 0 | 0 | 0 | 0 | 0 | 0 | 0 | 0 | 0 | 0 | 0 | 0 | 0 | 0 | 0 | 0 | 0 | 0 | 0 | 0 | 0 | 0 | 0 | 0 | 0 | 0 | 0 | 0 | 0 | 0 | 0 | 0 | 0 | 0 | 0 | 0 | 0 | 0 | 0 | 0 | 0
- | (insert row above) | - |  | - |  | - | - | - | - | bar: 2020-21 to 2079-80
| Company: | 0
| Resource Zone Name: | 0
| Resource Zone Number: | 0
| Planning Scenario Name: | 0
| Chosen Level of Service: | 0

## 7. FP Supply
Table 7: Final planning water supply
| Row Ref | Component | Derivation | Unit | Decimal places | 2015/16 | For info 2017-18 | For info 2018-19 | For info 2019-20 | 2020-21 | 2021-22 | 2022-23 | 2023-24 | 2024-25 | 2025-26 | 2026-27 | 2027-28 | 2028-29 | 2029-30 | 2030-31 | 2031-32 | 2032-33 | 2033-34 | 2034-35 | 2035-36 | 2036-37 | 2037-38 | 2038-39 | 2039-40 | 2040-41 | 2041-42 | 2042-43 | 2043-44 | 2044-45 | 2045-46 | 2046-47 | 2047-48 | 2048-49 | 2049-50 | 2050-51 | 2051-52 | 2052-53 | 2053-54 | 2054-55 | 2055-56 | 2056-57 | 2057-58 | 2058-59 | 2059-60 | 2060-61 | 2061-62 | 2062-63 | 2063-64 | 2064-65 | 2065-66 | 2066-67 | 2067-68 | 2068-69 | 2069-70 | 2070-71 | 2071-72 | 2072-73 | 2073-74 | 2074-75 | 2075-76 | 2076-77 | 2077-78 | 2078-79 | 2079-80
Resources | 1FP | Raw Water Abstracted | 1BL | Ml/d | 2 | 215.68 | 215.68 | 215.68 | 215.68 | 215.68 | 215.68 | 215.68 | 215.68 | 215.68 | 215.68 | 215.68 | 215.68 | 215.68 | 215.68 | 215.68 | 215.68 | 215.68 | 215.68 | 215.68 | 215.68 | 215.68 | 215.68 | 215.68 | 215.68 | 215.68 | 215.68 | 215.68 | 215.68 | 215.68 | 215.68 | 215.68 | 215.68 | 215.68 | 215.68 | 215.68 | 215.68 | 215.68 | 215.68 | 215.68 | 215.68 | 215.68 | 215.68 | 215.68 | 215.68 | 215.68 | 215.68 | 215.68 | 215.68 | 215.68 | 215.68 | 215.68 | 215.68 | 215.68 | 215.68 | 215.68 | 215.68 | 215.68 | 215.68 | 215.68 | 215.68 | 215.68 | 215.68 | 215.68 | 215.68
| 2FP | Raw Water Imported | 2BL+ (6. Preferred scenario ref 58.2) | Ml/d | 2 | 0 | 0 | 0 | 0 | 0 | 0 | 0 | 0 | 0 | 0 | 0 | 0 | 0 | 0 | 0 | 0 | 0 | 0 | 0 | 0 | 0 | 0 | 0 | 0 | 0 | 0 | 0 | 0 | 0 | 0 | 0 | 0 | 0 | 0 | 0 | 0 | 0 | 0 | 0 | 0 | 0 | 0 | 0 | 0 | 0 | 0 | 0 | 0 | 0 | 0 | 0 | 0 | 0 | 0 | 0 | 0 | 0 | 0 | 0 | 0 | 0 | 0 | 0 | 0
| - | - | - | - | 2 | - | - | - | - | bar: 2020-21 to 2079-80
| - | - | - | - | 2 | - | - | - | - | bar: 2020-21 to 2079-80
| - | - | - | - | 2 | - | - | - | - | bar: 2020-21 to 2079-80
| 3FP | Potable Water Imported | 3BL+ (6. Preferred scenario ref 58.3) | Ml/d | 2 | 0 | 0 | 0 | 0 | 0 | 0 | 0 | 0 | 0 | 0 | 0 | 0 | 0 | 0 | 0 | 0 | 0 | 0 | 0 | 0 | 0 | 0 | 0 | 0 | 0 | 0 | 0 | 0 | 0 | 0 | 0 | 0 | 0 | 0 | 0 | 0 | 0 | 0 | 0 | 0 | 0 | 0 | 0 | 0 | 0 | 0 | 0 | 0 | 0 | 0 | 0 | 0 | 0 | 0 | 0 | 0 | 0 | 0 | 0 | 0 | 0 | 0 | 0 | 0
| - | - | - | - | 2 | - | - | - | - | bar: 2020-21 to 2079-80
| - | - | - | - | 2 | - | - | - | - | bar: 2020-21 to 2079-80
| - | - | - | - | 2 | - | - | - | - | bar: 2020-21 to 2079-80
| - | - | - | - | 2 | - | - | - | - | bar: 2020-21 to 2079-80
Resource (and process) losses | 5FP | Raw Water Exported (raw exports and non potable uses) | 5BL+ (6. Preferred scenario ref 58.5) | Ml/d | 2 | 0 | 0 | 0 | 0 | 0 | 0 | 0 | 0 | 0 | 0 | 0 | 0 | 0 | 0 | 0 | 0 | 0 | 0 | 0 | 0 | 0 | 0 | 0 | 0 | 0 | 0 | 0 | 0 | 0 | 0 | 0 | 0 | 0 | 0 | 0 | 0 | 0 | 0 | 0 | 0 | 0 | 0 | 0 | 0 | 0 | 0 | 0 | 0 | 0 | 0 | 0 | 0 | 0 | 0 | 0 | 0 | 0 | 0 | 0 | 0 | 0 | 0 | 0 | 0
| - | - | - | - | 2 | - | - | - | - | bar: 2020-21 to 2079-80
| - | - | - | - | 2 | - | - | - | - | bar: 2020-21 to 2079-80
| - | - | - | - | 2 | - | - | - | - | bar: 2020-21 to 2079-80
| 6FP | Potable Water Exported | 6BL+ (6. Preferred scenario ref 58.6) | Ml/d | 2 | 0 | 0 | 0 | 0 | 0 | 0 | 0 | 0 | 0 | 0 | 0 | 0 | 0 | 0 | 0 | 0 | 0 | 0 | 0 | 0 | 0 | 0 | 0 | 0 | 0 | 0 | 2.5 | 2.5 | 2.5 | 2.5 | 2.5 | 2.5 | 2.5 | 2.5 | 2.5 | 2.5 | 2.5 | 2.5 | 2.5 | 2.5 | 2.5 | 2.5 | 2.5 | 2.5 | 2.5 | 2.5 | 2.5 | 2.5 | 2.5 | 2.5 | 2.5 | 2.5 | 2.5 | 2.5 | 2.5 | 2.5 | 2.5 | 2.5 | 2.5 | 2.5 | 2.5 | 2.5 | 2.5 | 2.5
| - | - | - | - | 2 | - | - | - | - | bar: 2020-21 to 2079-80
| - | - | - | - | 2 | - | - | - | - | bar: 2020-21 to 2079-80
| - | - | - | - | 2 | - | - | - | - | bar: 2020-21 to 2079-80
| 7FP | Deployable Output | 7BL+ 8BL+ (6. Preferred scenario ref 58.7) + (6. Preferred scenario ref 58.1) |  | 2 | 210.999 | 210.839 | 210.769 | 210.689 | 210.609 | 210.539 | 210.459 | 210.379 | 210.309 | 210.229 | 210.159 | 210.079 | 209.999 | 209.929 | 209.849 | 209.769 | 209.699 | 209.619 | 209.539 | 209.469 | 209.389 | 209.319 | 209.239 | 209.159 | 209.089 | 209.009 | 208.929 | 208.859 | 208.779 | 208.699 | 208.629 | 208.549 | 208.479 | 208.399 | 208.319 | 208.249 | 208.169 | 208.089 | 208.019 | 207.939 | 207.859 | 207.789 | 207.709 | 207.639 | 207.559 | 207.479 | 207.409 | 207.329 | 207.249 | 207.179 | 207.099 | 207.019 | 206.949 | 206.869 | 206.799 | 206.719 | 206.639 | 206.569 | 206.489 | 206.409 | 206.339 | 206.259 | 206.179 | 206.109
| - | - | - | - | 2 | bar: 2020-21 to 2079-80
| - | - | - | - | 2 | - | - | - | - | bar: 2020-21 to 2079-80
| - | - | - | - | 2 | - | - | - | - | bar: 2020-21 to 2079-80
| - | - | - | - | 2 | - | - | - | - | bar: 2020-21 to 2079-80
| - | - | - | - | 2 | - | - | - | - | bar: 2020-21 to 2079-80
| 9FP | Raw water losses, treatment works losses and operational use | 9BL+ (6. Preferred scenario ref 60.1)+(6. Preferred scenario ref 58.4) | Ml/d | 2 | 7.45 | 7.45 | 7.45 | 7.45 | 7.45 | 7.45 | 7.45 | 7.45 | 7.45 | 7.45 | 7.45 | 7.45 | 7.45 | 7.45 | 7.45 | 7.45 | 7.45 | 7.45 | 7.45 | 7.45 | 7.45 | 7.45 | 7.45 | 7.45 | 7.45 | 7.45 | 7.45 | 7.45 | 7.45 | 7.45 | 7.45 | 7.45 | 7.45 | 7.45 | 7.45 | 7.45 | 7.45 | 7.45 | 7.45 | 7.45 | 7.45 | 7.45 | 7.45 | 7.45 | 7.45 | 7.45 | 7.45 | 7.45 | 7.45 | 7.45 | 7.45 | 7.45 | 7.45 | 7.45 | 7.45 | 7.45 | 7.45 | 7.45 | 7.45 | 7.45 | 7.45 | 7.45 | 7.45 | 7.45
| 10FP | Outage allowance | 10BL+ (6. Preferred scenario ref 60.2) | Ml/d | 2 | 8.1 | 8.1 | 8.1 | 8.1 | 8.1 | 8.1 | 8.1 | 8.1 | 8.1 | 8.1 | 8.1 | 8.1 | 8.1 | 8.1 | 8.1 | 8.1 | 8.1 | 8.1 | 8.1 | 8.1 | 8.1 | 8.1 | 8.1 | 8.1 | 8.1 | 8.1 | 8.1 | 8.1 | 8.1 | 8.1 | 8.1 | 8.1 | 8.1 | 8.1 | 8.1 | 8.1 | 8.1 | 8.1 | 8.1 | 8.1 | 8.1 | 8.1 | 8.1 | 8.1 | 8.1 | 8.1 | 8.1 | 8.1 | 8.1 | 8.1 | 8.1 | 8.1 | 8.1 | 8.1 | 8.1 | 8.1 | 8.1 | 8.1 | 8.1 | 8.1 | 8.1 | 8.1 | 8.1 | 8.1
|  | Company: | SES Water
|  | Resource Zone Name: | SES
|  | Resource Zone Number: | 1
|  | Planning Scenario Name: | Dry Year Annual Average
|  | Chosen Level of Service: | 1 in 10 year TUB, 1 in 20 year NEUB
Note on E3: Author: 58.1 has been added into 7FP Deployable Ouput calculations to ensure that it is reflected in final supply-demand balance calculations. Please ensure that you do not double count increases to raw water abstractions and increases to deployable output

## 8. FP Demand
Table 8: Final planning water demand
| Row Ref | Component | Derivation / Impact of preferred options | Unit | Decimal places | 2015/16 | For info 2017-18 | For info 2018-19 | For info 2019-20 | 2020-21 | 2021-22 | 2022-23 | 2023-24 | 2024-25 | 2025-26 | 2026-27 | 2027-28 | 2028-29 | 2029-30 | 2030-31 | 2031-32 | 2032-33 | 2033-34 | 2034-35 | 2035-36 | 2036-37 | 2037-38 | 2038-39 | 2039-40 | 2040-41 | 2041-42 | 2042-43 | 2043-44 | 2044-45 | 2045-46 | 2046-47 | 2047-48 | 2048-49 | 2049-50 | 2050-51 | 2051-52 | 2052-53 | 2053-54 | 2054-55 | 2055-56 | 2056-57 | 2057-58 | 2058-59 | 2059-60 | 2060-61 | 2061-62 | 2062-63 | 2063-64 | 2064-65 | 2065-66 | 2066-67 | 2067-68 | 2068-69 | 2069-70 | 2070-71 | 2071-72 | 2072-73 | 2073-74 | 2074-75 | 2075-76 | 2076-77 | 2077-78 | 2078-79 | 2079-80
Consumption | 19FP | Water Delivered Measured Non Household | Calculated BL+Preferred options | Ml/d | 2 | 25.93 | 25.91 | 25.76 | 25.79 | 26.0259 | 26.0196 | 26.0134 | 26.0071 | 26.0008 | 25.9952 | 25.9897 | 25.9841 | 25.9785 | 25.9729 | 25.968 | 25.963 | 25.958 | 25.953 | 25.948 | 25.9435 | 25.939 | 25.9345 | 25.93 | 25.9254 | 25.9213 | 25.9171 | 25.913 | 25.9088 | 25.9046 | 25.9046 | 25.9046 | 25.9046 | 25.9046 | 25.9046 | 25.9046 | 25.9046 | 25.9046 | 25.9046 | 25.9046 | 25.9046 | 25.9046 | 25.9046 | 25.9046 | 25.9046 | 25.9046 | 25.9046 | 25.9046 | 25.9046 | 25.9046 | 25.9046 | 25.9046 | 25.9046 | 25.9046 | 25.9046 | 25.9046 | 25.9046 | 25.9046 | 25.9046 | 25.9046 | 25.9046 | 25.9046 | 25.9046 | 25.9046 | 25.9046
| 20FP | Water Delivered Unmeasured Non Household | Calculated BL+Preferred options | Ml/d | 2 | 1.9371 | 1.94 | 1.94 | 1.94 | 1.9357 | 1.9342 | 1.9328 | 1.9313 | 1.9299 | 1.9286 | 1.9274 | 1.9262 | 1.9249 | 1.9237 | 1.9227 | 1.9216 | 1.9206 | 1.9195 | 1.9185 | 1.9176 | 1.9167 | 1.9158 | 1.9149 | 1.914 | 1.9133 | 1.9125 | 1.9118 | 1.911 | 1.9103 | 1.9103 | 1.9103 | 1.9103 | 1.9103 | 1.9103 | 1.9103 | 1.9103 | 1.9103 | 1.9103 | 1.9103 | 1.9103 | 1.9103 | 1.9103 | 1.9103 | 1.9103 | 1.9103 | 1.9103 | 1.9103 | 1.9103 | 1.9103 | 1.9103 | 1.9103 | 1.9103 | 1.9103 | 1.9103 | 1.9103 | 1.9103 | 1.9103 | 1.9103 | 1.9103 | 1.9103 | 1.9103 | 1.9103 | 1.9103 | 1.9103
| 21FP | Water Delivered Measured Household | Calculated BL+Preferred options | Ml/d | 2 | 48.6378 | 54.7851 | 57.9318 | 61.1383 | 68.6438 | 76.0094 | 83.2626 | 90.4067 | 97.4021 | 98.969 | 100.4785 | 102.0123 | 103.4943 | 104.9256 | 104.9457 | 104.9797 | 105.0746 | 105.114 | 105.2422 | 105.3435 | 105.4645 | 105.5948 | 105.7416 | 105.9028 | 106.069 | 106.2317 | 106.3833 | 106.5225 | 106.6496 | 106.6152 | 106.6957 | 106.7677 | 106.829 | 106.8797 | 107.5862 | 108.2833 | 108.9709 | 109.6491 | 110.3178 | 110.9771 | 111.6268 | 112.2671 | 112.8979 | 113.5191 | 114.1308 | 114.733 | 115.3257 | 115.9088 | 116.4824 | 117.0463 | 117.6007 | 118.1455 | 118.6807 | 119.2063 | 119.749 | 120.2822 | 120.8056 | 121.3195 | 121.8236 | 122.3181 | 122.8029 | 123.2781 | 123.7435 | 124.1992
| 22FP | Water Delivered Unmeasured Household | Calculated BL+Preferred options | Ml/d | 2 | 68.8167 | 62.6388 | 59.5549 | 56.4503 | 47.6353 | 39.0465 | 30.6714 | 22.4981 | 14.5309 | 12.9673 | 11.5001 | 10.1233 | 8.8313 | 7.6189 | 7.5984 | 7.5782 | 7.5583 | 7.5385 | 7.519 | 7.4993 | 7.4799 | 7.4607 | 7.4419 | 7.4232 | 7.3931 | 7.3635 | 7.3344 | 7.3057 | 7.2775 | 7.2902 | 7.3004 | 7.3085 | 7.3166 | 7.3247 | 7.3369 | 7.3491 | 7.3613 | 7.3734 | 7.3855 | 7.3975 | 7.4096 | 7.4215 | 7.4335 | 7.4454 | 7.4573 | 7.4692 | 7.481 | 7.4928 | 7.5046 | 7.5164 | 7.5281 | 7.5398 | 7.5515 | 7.5631 | 7.5747 | 7.5863 | 7.5979 | 7.6095 | 7.621 | 7.6326 | 7.6441 | 7.6555 | 7.667 | 7.6784
| 23FP | Measured Non Household - Consumption | 19FP-34FP | Ml/d | 2 | 25.67 | 25.65 | 25.5 | 25.53 | 25.7667 | 25.7657 | 25.7647 | 25.7637 | 25.7627 | 25.7617 | 25.7606 | 25.7595 | 25.7585 | 25.7573 | 25.7562 | 25.7551 | 25.7539 | 25.7527 | 25.7515 | 25.7503 | 25.749 | 25.7478 | 25.7465 | 25.7452 | 25.7438 | 25.7424 | 25.741 | 25.7396 | 25.7382 | 25.7382 | 25.7382 | 25.7382 | 25.7382 | 25.7382 | 25.7382 | 25.7382 | 25.7382 | 25.7382 | 25.7382 | 25.7382 | 25.7382 | 25.7382 | 25.7382 | 25.7382 | 25.7382 | 25.7382 | 25.7382 | 25.7382 | 25.7382 | 25.7382 | 25.7382 | 25.7382 | 25.7382 | 25.7382 | 25.7382 | 25.7382 | 25.7382 | 25.7382 | 25.7382 | 25.7382 | 25.7382 | 25.7382 | 25.7382 | 25.7382
| 24FP | Unmeasured Non Household - Consumption | 20FP-35FP | Ml/d | 2 | 1.8647 | 1.87 | 1.87 | 1.87 | 1.8647 | 1.8647 | 1.8647 | 1.8647 | 1.8647 | 1.8647 | 1.8647 | 1.8647 | 1.8647 | 1.8647 | 1.8647 | 1.8647 | 1.8647 | 1.8647 | 1.8647 | 1.8647 | 1.8647 | 1.8647 | 1.8647 | 1.8647 | 1.8647 | 1.8647 | 1.8647 | 1.8647 | 1.8647 | 1.8647 | 1.8647 | 1.8647 | 1.8647 | 1.8647 | 1.8647 | 1.8647 | 1.8647 | 1.8647 | 1.8647 | 1.8647 | 1.8647 | 1.8647 | 1.8647 | 1.8647 | 1.8647 | 1.8647 | 1.8647 | 1.8647 | 1.8647 | 1.8647 | 1.8647 | 1.8647 | 1.8647 | 1.8647 | 1.8647 | 1.8647 | 1.8647 | 1.8647 | 1.8647 | 1.8647 | 1.8647 | 1.8647 | 1.8647 | 1.8647
| 25FP | Measured Household - Consumption | 21FP-36FP | Ml/d | 2 | 45.9582 | 51.7481 | 54.7138 | 57.737 | 64.9516 | 72.0572 | 79.0791 | 86.0202 | 92.8415 | 94.4473 | 96.0046 | 97.5916 | 99.1353 | 100.6365 | 100.7431 | 100.8662 | 101.0506 | 101.1847 | 101.407 | 101.5849 | 101.7842 | 101.995 | 102.2243 | 102.4698 | 102.7049 | 102.9384 | 103.1627 | 103.3766 | 103.5804 | 103.5154 | 103.5692 | 103.6144 | 103.649 | 103.673 | 104.3528 | 105.0231 | 105.6841 | 106.3355 | 106.9775 | 107.61 | 108.2331 | 108.8466 | 109.4507 | 110.0452 | 110.6302 | 111.2057 | 111.7716 | 112.328 | 112.8748 | 113.412 | 113.9397 | 114.4578 | 114.9662 | 115.4651 | 115.9811 | 116.4875 | 116.9843 | 117.4714 | 117.9488 | 118.4166 | 118.8747 | 119.3231 | 119.7618 | 120.1908
| 26FP | Unmeasured Household - Consumption | 22FP-37FP | Ml/d | 2 | 63.3994 | 57.7393 | 54.9114 | 52.0627 | 44.0369 | 36.1825 | 28.4893 | 20.9472 | 13.5626 | 12.1272 | 10.7765 | 9.5054 | 8.309 | 7.1828 | 7.1754 | 7.1683 | 7.1614 | 7.1547 | 7.1483 | 7.1397 | 7.1314 | 7.1234 | 7.1156 | 7.1081 | 7.0875 | 7.0673 | 7.0476 | 7.0284 | 7.0096 | 7.0224 | 7.0325 | 7.0406 | 7.0487 | 7.0569 | 7.0691 | 7.0813 | 7.0935 | 7.1056 | 7.1177 | 7.1297 | 7.1417 | 7.1537 | 7.1657 | 7.1776 | 7.1895 | 7.2014 | 7.2132 | 7.225 | 7.2368 | 7.2485 | 7.2603 | 7.272 | 7.2836 | 7.2953 | 7.3069 | 7.3185 | 7.3301 | 7.3417 | 7.3532 | 7.3647 | 7.3762 | 7.3877 | 7.3992 | 7.4106
| 27 - | Percentage of consumption driven by climate change | n/a in FP | - | 1 | - | - | - | - | bar: 2020-21 to 2079-80
| 28 - | Volume of consumption driven by climate change | n/a in FP | - | 1 |  | - | - | - | bar: 2020-21 to 2079-80
PCC and consumption by component | 29FP | Measured Household - PCC | (25FP*1,000,000)/(51FP*1,000) | l/h/d | 1 | 146.9 | 146 | 145.7 | 145.4 | 144.7 | 144 | 143.4 | 142.9 | 142.3 | 141.7 | 141.2 | 140.8 | 140.4 | 140.1 | 139.3 | 138.5 | 137.7 | 137 | 136.3 | 135.6 | 135 | 134.4 | 133.8 | 133.2 | 132.6 | 132 | 131.4 | 130.8 | 130.2 | 129.2 | 128.5 | 127.8 | 127.1 | 126.4 | 126.5 | 126.5 | 126.6 | 126.7 | 126.7 | 126.8 | 126.8 | 126.9 | 126.9 | 126.9 | 126.9 | 126.9 | 126.9 | 126.9 | 126.9 | 126.9 | 126.8 | 126.8 | 126.8 | 126.7 | 126.7 | 126.7 | 126.6 | 126.6 | 126.5 | 126.5 | 126.4 | 126.4 | 126.3 | 126.2
| 29.1FP | Measured toilet flushing | Input brief explanation here | l/h/d | 1 | 32.0818 | 30.0934 | 29.1856 | 28.3164 | 27.3848 | 26.5059 | 25.6582 | 24.8546 | 24.0631 | 23.2887 | 22.5423 | 21.8345 | 21.1437 | 20.4897 | 20.3749 | 20.2496 | 20.1262 | 20.0187 | 19.9086 | 19.7862 | 19.6878 | 19.6034 | 19.5041 | 19.4036 | 19.2962 | 19.1988 | 19.0977 | 19.0078 | 18.9009 | 18.7541 | 18.6501 | 18.5452 | 18.4395 | 18.3456 | 18.3542 | 18.3475 | 18.3671 | 18.3732 | 18.3767 | 18.3939 | 18.3831 | 18.3988 | 18.3992 | 18.3989 | 18.3978 | 18.3961 | 18.3936 | 18.3904 | 18.3865 | 18.3819 | 18.3621 | 18.3691 | 18.3625 | 18.3536 | 18.3457 | 18.3501 | 18.3264 | 18.3295 | 18.3046 | 18.3065 | 18.2933 | 18.294 | 18.2796 | 18.2646
| 29.2FP | Measured personal washing | Input brief explanation here | l/h/d | 1 | 68.9093 | 70.4362 | 71.2314 | 72.0202 | 72.5443 | 73.1008 | 73.6473 | 74.2301 | 74.762 | 75.2622 | 75.7707 | 76.3308 | 76.8767 | 77.4866 | 77.0896 | 76.6586 | 76.2375 | 75.8839 | 75.521 | 75.1152 | 74.8032 | 74.5468 | 74.2361 | 73.9223 | 73.595 | 73.3058 | 73.0026 | 72.7423 | 72.4173 | 71.8175 | 71.3874 | 70.9549 | 70.5199 | 70.1312 | 70.135 | 70.0807 | 70.1276 | 70.1232 | 70.1095 | 70.1485 | 70.0811 | 70.115 | 70.0913 | 70.0651 | 70.0366 | 70.0057 | 69.9726 | 69.9371 | 69.8993 | 69.8593 | 69.7621 | 69.7665 | 69.72 | 69.6652 | 69.6144 | 69.6104 | 69.5004 | 69.4923 | 69.3783 | 69.3661 | 69.2971 | 69.2809 | 69.208 | 69.1332
| 29.3FP | Measured clothes washing | Input brief explanation here | l/h/d | 1 | 13.8964 | 13.8477 | 13.8181 | 13.7814 | 13.6886 | 13.5959 | 13.4983 | 13.4052 | 13.3 | 13.1888 | 13.0781 | 12.9795 | 12.8781 | 12.7872 | 12.6696 | 12.5438 | 12.4192 | 12.3011 | 12.1825 | 12.0551 | 11.9417 | 11.8359 | 11.7205 | 11.6039 | 11.4839 | 11.3696 | 11.2526 | 11.1418 | 11.0206 | 10.9563 | 10.9136 | 10.8699 | 10.8252 | 10.7869 | 10.8085 | 10.8208 | 10.8483 | 10.8676 | 10.8851 | 10.9105 | 10.919 | 10.943 | 10.9576 | 10.9716 | 10.9849 | 10.9976 | 11.0096 | 11.0209 | 11.0317 | 11.0417 | 11.0425 | 11.0591 | 11.0674 | 11.0741 | 11.0811 | 11.0954 | 11.0926 | 11.1058 | 11.1018 | 11.1139 | 11.1167 | 11.1278 | 11.1295 | 11.1307
| 29.4FP | Measured dish washing | Input brief explanation here | l/h/d | 1 | 14.531 | 14.421 | 14.3725 | 14.323 | 14.2217 | 14.1275 | 14.0327 | 13.9462 | 13.8514 | 13.7527 | 13.6573 | 13.5736 | 13.4891 | 13.4173 | 13.3519 | 13.2798 | 13.209 | 13.1487 | 13.0869 | 13.0169 | 12.9628 | 12.9179 | 12.8633 | 12.8079 | 12.7486 | 12.6959 | 12.6406 | 12.5927 | 12.5335 | 12.4358 | 12.3665 | 12.2967 | 12.2263 | 12.1638 | 12.1692 | 12.1645 | 12.1773 | 12.1811 | 12.1831 | 12.1943 | 12.1869 | 12.1971 | 12.1971 | 12.1967 | 12.1958 | 12.1944 | 12.1925 | 12.1902 | 12.1874 | 12.1841 | 12.1709 | 12.1752 | 12.1707 | 12.1646 | 12.1592 | 12.1619 | 12.146 | 12.1479 | 12.1312 | 12.1323 | 12.1234 | 12.1236 | 12.1139 | 12.1039
| 29.5FP | Measured miscellaneous internal use | Input brief explanation here | l/h/d | 1 | 16.0012 | 15.6366 | 15.4822 | 15.3377 | 15.148 | 14.9784 | 14.8178 | 14.6742 | 14.5292 | 14.3858 | 14.2511 | 14.132 | 14.0158 | 13.9163 | 13.8281 | 13.7355 | 13.6459 | 13.5699 | 13.4932 | 13.4098 | 13.3441 | 13.289 | 13.225 | 13.1611 | 13.1 | 13.0457 | 12.9889 | 12.9399 | 12.8795 | 12.7702 | 12.6915 | 12.6125 | 12.5331 | 12.462 | 12.4606 | 12.449 | 12.4554 | 12.4527 | 12.4484 | 12.4535 | 12.4397 | 12.4439 | 12.4379 | 12.4316 | 12.4248 | 12.4177 | 12.4101 | 12.4022 | 12.3939 | 12.3853 | 12.3665 | 12.3657 | 12.356 | 12.3448 | 12.3343 | 12.3322 | 12.3113 | 12.3085 | 12.2869 | 12.2834 | 12.2699 | 12.2657 | 12.2515 | 12.237
| 29.6FP | Measured external use | Input brief explanation here | l/h/d | 1 | 1.4554 | 1.5481 | 1.5936 | 1.6383 | 1.6762 | 1.7139 | 1.7506 | 1.7876 | 1.8228 | 1.8567 | 1.8904 | 1.9251 | 1.9591 | 1.9945 | 2.028 | 2.0597 | 2.0909 | 2.123 | 2.1542 | 2.1834 | 2.2145 | 2.2466 | 2.2764 | 2.3055 | 2.3327 | 2.3604 | 2.3871 | 2.4145 | 2.4391 | 2.4549 | 2.4757 | 2.4957 | 2.515 | 2.5352 | 2.5691 | 2.6007 | 2.6357 | 2.6685 | 2.7007 | 2.7346 | 2.7641 | 2.7973 | 2.8279 | 2.8581 | 2.8879 | 2.9172 | 2.9462 | 2.9747 | 3.0028 | 3.0304 | 3.0552 | 3.0841 | 3.1105 | 3.1361 | 3.1615 | 3.1888 | 3.2108 | 3.2372 | 3.2583 | 3.2838 | 3.3062 | 3.3309 | 3.3524 | 3.3735
| 30FP | Unmeasured Household - PCC | (26FP*1,000,000)/(52FP*1,000) | l/h/d | 1 | 170.6 | 169.7 | 169.1 | 168.6 | 167.4 | 166.4 | 165.3 | 164.3 | 163.5 | 162.9 | 162.2 | 161.7 | 161.1 | 160.6 | 160.6 | 160.5 | 160.5 | 160.5 | 160.4 | 160.4 | 160.3 | 160.2 | 160.2 | 160.1 | 159.7 | 159.4 | 159.1 | 158.8 | 158.4 | 158.8 | 159.2 | 159.5 | 159.8 | 160.1 | 160.5 | 160.9 | 161.3 | 161.7 | 162.1 | 162.4 | 162.8 | 163.2 | 163.6 | 164 | 164.4 | 164.8 | 165.2 | 165.6 | 166 | 166.4 | 166.7 | 167.1 | 167.5 | 167.9 | 168.3 | 168.7 | 169.1 | 169.5 | 169.9 | 170.3 | 170.7 | 171 | 171.4 | 171.8
| 30.1FP | Unmeasured toilet flushing | Input brief explanation here | l/h/d | 1 | 36.5923 | 34.4648 | 33.4036 | 32.3427 | 31.189 | 30.0557 | 28.9423 | 27.8487 | 26.8068 | 25.8131 | 24.8026 | 23.837 | 22.8557 | 21.9023 | 21.8813 | 21.8383 | 21.8139 | 21.7945 | 21.7529 | 21.7297 | 21.6842 | 21.6434 | 21.6206 | 21.5752 | 21.4977 | 21.4338 | 21.3568 | 21.2933 | 21.2166 | 21.2559 | 21.3084 | 21.3346 | 21.3739 | 21.4003 | 21.4532 | 21.4933 | 21.5464 | 21.5867 | 21.6272 | 21.6673 | 21.7079 | 21.7616 | 21.8025 | 21.8435 | 21.8975 | 21.9388 | 21.9802 | 22.0217 | 22.0761 | 22.1179 | 22.1465 | 22.1885 | 22.2433 | 22.2856 | 22.328 | 22.3705 | 22.4131 | 22.4559 | 22.4987 | 22.5543 | 22.5974 | 22.6274 | 22.6708 | 22.7143
| 30.2FP | Unmeasured personal washing | Input brief explanation here | l/h/d | 1 | 83.9089 | 85.535 | 86.3109 | 87.0553 | 87.5048 | 87.954 | 88.4034 | 88.8549 | 89.4185 | 90.0988 | 90.6776 | 91.3773 | 91.9749 | 92.6398 | 92.7038 | 92.6748 | 92.7249 | 92.7962 | 92.7733 | 92.8288 | 92.7891 | 92.7691 | 92.8266 | 92.7872 | 92.6092 | 92.4895 | 92.3127 | 92.1937 | 92.0169 | 92.1873 | 92.415 | 92.5285 | 92.6991 | 92.8138 | 93.0433 | 93.217 | 93.4474 | 93.6222 | 93.7975 | 93.9714 | 94.1479 | 94.3806 | 94.558 | 94.736 | 94.9701 | 95.1491 | 95.3287 | 95.5088 | 95.7447 | 95.9258 | 96.0499 | 96.2322 | 96.4699 | 96.6532 | 96.837 | 97.0214 | 97.2062 | 97.3917 | 97.5776 | 97.8186 | 98.0055 | 98.1357 | 98.3237 | 98.5123
| 30.3FP | Unmeasured clothes washing | Input brief explanation here | l/h/d | 1 | 12.1534 | 11.9135 | 11.7913 | 11.6669 | 11.5058 | 11.3481 | 11.1937 | 11.0428 | 10.9086 | 10.7909 | 10.663 | 10.5514 | 10.4298 | 10.3177 | 10.245 | 10.162 | 10.0876 | 10.0154 | 9.9331 | 9.8591 | 9.7749 | 9.6929 | 9.619 | 9.535 | 9.4369 | 9.3451 | 9.2477 | 9.1564 | 9.0595 | 9.0763 | 9.0987 | 9.1099 | 9.1267 | 9.138 | 9.1606 | 9.1777 | 9.2004 | 9.2176 | 9.2349 | 9.252 | 9.2693 | 9.2923 | 9.3097 | 9.3273 | 9.3503 | 9.3679 | 9.3856 | 9.4033 | 9.4266 | 9.4444 | 9.4566 | 9.4746 | 9.498 | 9.516 | 9.5341 | 9.5523 | 9.5705 | 9.5887 | 9.607 | 9.6308 | 9.6492 | 9.662 | 9.6805 | 9.699
| 30.4FP | Unmeasured dish washing | Input brief explanation here | l/h/d | 1 | 17.0242 | 16.8651 | 16.7812 | 16.6934 | 16.5519 | 16.4139 | 16.2793 | 16.1484 | 16.0408 | 15.9564 | 15.8561 | 15.779 | 15.6861 | 15.6067 | 15.6088 | 15.5952 | 15.595 | 15.5983 | 15.5857 | 15.5864 | 15.571 | 15.559 | 15.56 | 15.5447 | 15.5062 | 15.4775 | 15.4393 | 15.4107 | 15.3726 | 15.4011 | 15.4391 | 15.458 | 15.4865 | 15.5057 | 15.544 | 15.5731 | 15.6116 | 15.6408 | 15.6701 | 15.6991 | 15.7286 | 15.7675 | 15.7971 | 15.8268 | 15.8659 | 15.8959 | 15.9259 | 15.9559 | 15.9954 | 16.0256 | 16.0463 | 16.0768 | 16.1165 | 16.1471 | 16.1778 | 16.2086 | 16.2395 | 16.2705 | 16.3016 | 16.3418 | 16.3731 | 16.3948 | 16.4262 | 16.4577
| 30.5FP | Unmeasured miscellaneous internal use | Input brief explanation here | l/h/d | 1 | 19.6143 | 19.4524 | 19.3664 | 19.2757 | 19.1229 | 18.9739 | 18.8288 | 18.6877 | 18.5735 | 18.4859 | 18.3799 | 18.3007 | 18.2031 | 18.1209 | 18.1335 | 18.1278 | 18.1376 | 18.1515 | 18.147 | 18.1579 | 18.1501 | 18.1462 | 18.1575 | 18.1498 | 18.115 | 18.0915 | 18.057 | 18.0337 | 17.9991 | 18.0324 | 18.077 | 18.0992 | 18.1325 | 18.155 | 18.1999 | 18.2338 | 18.2789 | 18.3131 | 18.3474 | 18.3814 | 18.4159 | 18.4614 | 18.4962 | 18.531 | 18.5768 | 18.6118 | 18.6469 | 18.6821 | 18.7283 | 18.7637 | 18.788 | 18.8236 | 18.8701 | 18.906 | 18.9419 | 18.978 | 19.0142 | 19.0504 | 19.0868 | 19.1339 | 19.1705 | 19.196 | 19.2328 | 19.2696
| 30.6FP | Unmeasured external use | Input brief explanation here | l/h/d | 1 | 1.3421 | 1.438 | 1.4855 | 1.5324 | 1.574 | 1.6154 | 1.6566 | 1.6977 | 1.7409 | 1.7862 | 1.8296 | 1.8754 | 1.9191 | 1.9642 | 2.0183 | 2.0706 | 2.1248 | 2.1797 | 2.2326 | 2.2874 | 2.3401 | 2.3934 | 2.4489 | 2.5019 | 2.5512 | 2.6021 | 2.6513 | 2.7022 | 2.7513 | 2.8121 | 2.8751 | 2.935 | 2.997 | 3.0577 | 3.1226 | 3.186 | 3.2519 | 3.3163 | 3.3811 | 3.4464 | 3.5121 | 3.5805 | 3.6472 | 3.7144 | 3.7842 | 3.8524 | 3.921 | 3.9902 | 4.0621 | 4.1322 | 4.2003 | 4.2713 | 4.3453 | 4.4173 | 4.4899 | 4.5629 | 4.6364 | 4.7104 | 4.785 | 4.8627 | 4.9382 | 5.0114 | 5.0879 | 5.165
| 31FP | Average Household - PCC | ((25FP+26FP)*1,000,000))/(51FP+52FP*1,000) | l/h/d | 1 | 159.7721 | 157.5834 | 156.5582 | 155.5457 | 153.132 | 150.8067 | 148.6395 | 146.6231 | 144.7097 | 143.8325 | 143.0481 | 142.4162 | 141.8407 | 141.3484 | 140.5197 | 139.7494 | 139.0267 | 138.3421 | 137.6759 | 136.9828 | 136.3708 | 135.7853 | 135.2153 | 134.6579 | 134.0922 | 133.5123 | 132.9159 | 132.313 | 131.6925 | 130.7969 | 130.1201 | 129.4429 | 128.7652 | 128.0871 | 128.1798 | 128.2647 | 128.3421 | 128.4121 | 128.4747 | 128.5301 | 128.5784 | 128.6197 | 128.654 | 128.6815 | 128.7023 | 128.7165 | 128.7242 | 128.7253 | 128.7201 | 128.7086 | 128.6909 | 128.667 | 128.637 | 128.601 | 128.5871 | 128.567 | 128.5408 | 128.5087 | 128.4706 | 128.4267 | 128.377 | 128.3215 | 128.2603 | 128.1935
| 32FP | Water Taken Unbilled | Calculated BL+Preferred options | Ml/d | 1 | 1.74 | 1.74 | 1.74 | 1.74 | 1.74 | 1.74 | 1.74 | 1.74 | 1.74 | 1.74 | 1.74 | 1.74 | 1.74 | 1.74 | 1.74 | 1.74 | 1.74 | 1.74 | 1.74 | 1.74 | 1.74 | 1.74 | 1.74 | 1.74 | 1.74 | 1.74 | 1.74 | 1.74 | 1.74 | 1.74 | 1.74 | 1.74 | 1.74 | 1.74 | 1.74 | 1.74 | 1.74 | 1.74 | 1.74 | 1.74 | 1.74 | 1.74 | 1.74 | 1.74 | 1.74 | 1.74 | 1.74 | 1.74 | 1.74 | 1.74 | 1.74 | 1.74 | 1.74 | 1.74 | 1.74 | 1.74 | 1.74 | 1.74 | 1.74 | 1.74 | 1.74 | 1.74 | 1.74 | 1.74
| 33FP | Distribution System Operational Use | Calculated BL+Preferred options | Ml/d | 1 | 2.64 | 2.64 | 2.64 | 2.64 | 2.64 | 2.64 | 2.64 | 2.64 | 2.64 | 2.64 | 2.64 | 2.64 | 2.64 | 2.64 | 2.64 | 2.64 | 2.64 | 2.64 | 2.64 | 2.64 | 2.64 | 2.64 | 2.64 | 2.64 | 2.64 | 2.64 | 2.64 | 2.64 | 2.64 | 2.64 | 2.64 | 2.64 | 2.64 | 2.64 | 2.64 | 2.64 | 2.64 | 2.64 | 2.64 | 2.64 | 2.64 | 2.64 | 2.64 | 2.64 | 2.64 | 2.64 | 2.64 | 2.64 | 2.64 | 2.64 | 2.64 | 2.64 | 2.64 | 2.64 | 2.64 | 2.64 | 2.64 | 2.64 | 2.64 | 2.64 | 2.64 | 2.64 | 2.64 | 2.64
Leakage | 34FP | Measured Non Household - USPL | Calculated BL+Preferred options | Ml/d | 2 | 0.26 | 0.26 | 0.26 | 0.26 | 0.25923 | 0.25394 | 0.24865 | 0.24336 | 0.23807 | 0.23357 | 0.22907 | 0.22458 | 0.22008 | 0.21558 | 0.21176 | 0.20794 | 0.20412 | 0.20029 | 0.19647 | 0.19322 | 0.18997 | 0.18673 | 0.18348 | 0.18023 | 0.17747 | 0.1747 | 0.17194 | 0.16918 | 0.16642 | 0.16642 | 0.16642 | 0.16642 | 0.16642 | 0.16642 | 0.16642 | 0.16642 | 0.16642 | 0.16642 | 0.16642 | 0.16642 | 0.16642 | 0.16642 | 0.16642 | 0.16642 | 0.16642 | 0.16642 | 0.16642 | 0.16642 | 0.16642 | 0.16642 | 0.16642 | 0.16642 | 0.16642 | 0.16642 | 0.16642 | 0.16642 | 0.16642 | 0.16642 | 0.16642 | 0.16642 | 0.16642 | 0.16642 | 0.16642 | 0.16642
| 35FP | Unmeasured Non Household - USPL | Calculated BL+Preferred options | Ml/d | 2 | 0.07244 | 0.07 | 0.07 | 0.07 | 0.070991 | 0.069542 | 0.068094 | 0.066645 | 0.065196 | 0.063965 | 0.062733 | 0.061502 | 0.06027 | 0.059039 | 0.057992 | 0.056945 | 0.055898 | 0.054852 | 0.053805 | 0.052915 | 0.052025 | 0.051136 | 0.050246 | 0.049356 | 0.0486 | 0.047844 | 0.047087 | 0.046331 | 0.045575 | 0.045575 | 0.045575 | 0.045575 | 0.045575 | 0.045575 | 0.045575 | 0.045575 | 0.045575 | 0.045575 | 0.045575 | 0.045575 | 0.045575 | 0.045575 | 0.045575 | 0.045575 | 0.045575 | 0.045575 | 0.045575 | 0.045575 | 0.045575 | 0.045575 | 0.045575 | 0.045575 | 0.045575 | 0.045575 | 0.045575 | 0.045575 | 0.045575 | 0.045575 | 0.045575 | 0.045575 | 0.045575 | 0.045575 | 0.045575 | 0.045575
| 36FP | Measured Household - USPL | Calculated BL+Preferred options | Ml/d | 2 | 2.6796 | 3.0369 | 3.218 | 3.4013 | 3.6922 | 3.9523 | 4.1835 | 4.3865 | 4.5606 | 4.5218 | 4.4738 | 4.4207 | 4.359 | 4.2892 | 4.2025 | 4.1135 | 4.0239 | 3.9293 | 3.8352 | 3.7586 | 3.6803 | 3.5998 | 3.5174 | 3.433 | 3.364 | 3.2933 | 3.2206 | 3.1459 | 3.0692 | 3.0998 | 3.1265 | 3.1532 | 3.1799 | 3.2067 | 3.2334 | 3.2601 | 3.2869 | 3.3136 | 3.3403 | 3.367 | 3.3938 | 3.4205 | 3.4472 | 3.4739 | 3.5007 | 3.5274 | 3.5541 | 3.5808 | 3.6076 | 3.6343 | 3.661 | 3.6877 | 3.7145 | 3.7412 | 3.7679 | 3.7946 | 3.8214 | 3.8481 | 3.8748 | 3.9015 | 3.9283 | 3.955 | 3.9817 | 4.0084
| 37FP | Unmeasured Household - USPL | Calculated BL+Preferred options | Ml/d | 2 | 5.4172 | 4.8996 | 4.6436 | 4.3876 | 3.5984 | 2.864 | 2.1822 | 1.5509 | 0.96838 | 0.84007 | 0.72352 | 0.61786 | 0.52231 | 0.43612 | 0.42303 | 0.40995 | 0.39687 | 0.38378 | 0.3707 | 0.35958 | 0.34846 | 0.33734 | 0.32622 | 0.31509 | 0.30564 | 0.29619 | 0.28674 | 0.27728 | 0.26783 | 0.26783 | 0.26783 | 0.26783 | 0.26783 | 0.26783 | 0.26783 | 0.26783 | 0.26783 | 0.26783 | 0.26783 | 0.26783 | 0.26783 | 0.26783 | 0.26783 | 0.26783 | 0.26783 | 0.26783 | 0.26783 | 0.26783 | 0.26783 | 0.26783 | 0.26783 | 0.26783 | 0.26783 | 0.26783 | 0.26783 | 0.26783 | 0.26783 | 0.26783 | 0.26783 | 0.26783 | 0.26783 | 0.26783 | 0.26783 | 0.26783
| 38FP | Void Properties - USPL | Calculated BL+Preferred options | Ml/d | 2 | 0.13 | 0.13 | 0.13 | 0.13 | 0.13 | 0.13 | 0.13 | 0.13 | 0.13 | 0.13 | 0.13 | 0.13 | 0.13 | 0.13 | 0.13 | 0.13 | 0.13 | 0.13 | 0.13 | 0.13 | 0.13 | 0.13 | 0.13 | 0.13 | 0.13 | 0.13 | 0.13 | 0.13 | 0.13 | 0.13 | 0.13 | 0.13 | 0.13 | 0.13 | 0.13 | 0.13 | 0.13 | 0.13 | 0.13 | 0.13 | 0.13 | 0.13 | 0.13 | 0.13 | 0.13 | 0.13 | 0.13 | 0.13 | 0.13 | 0.13 | 0.13 | 0.13 | 0.13 | 0.13 | 0.13 | 0.13 | 0.13 | 0.13 | 0.13 | 0.13 | 0.13 | 0.13 | 0.13 | 0.13
| 39FP | Distribution Losses | Calculated BL+Preferred options | Ml/d | 2 | 15.74 | 16.03 | 16 | 15.7511 | 15.5291 | 15.2902 | 15.0276 | 14.7426 | 14.4378 | 13.9986 | 13.5568 | 13.1094 | 12.6603 | 12.2101 | 11.7945 | 11.3813 | 10.9686 | 10.561 | 10.1528 | 9.8025 | 9.4539 | 9.1075 | 8.763 | 8.4204 | 8.1266 | 7.8344 | 7.5442 | 7.2561 | 6.9699 | 6.9393 | 6.9126 | 6.8859 | 6.8592 | 6.8324 | 6.8057 | 6.779 | 6.7523 | 6.7255 | 6.6988 | 6.6721 | 6.6454 | 6.6186 | 6.5919 | 6.5652 | 6.5384 | 6.5117 | 6.485 | 6.4583 | 6.4315 | 6.4048 | 6.3781 | 6.3514 | 6.3246 | 6.2979 | 6.2712 | 6.2445 | 6.2177 | 6.191 | 6.1643 | 6.1376 | 6.1108 | 6.0841 | 6.0574 | 6.0307
| 40FP | Total Leakage | Sum(34FP:39FP) | Ml/d | 2 | 24.2993 | 24.4265 | 24.3216 | 24 | 23.28 | 22.56 | 21.84 | 21.12 | 20.4 | 19.788 | 19.176 | 18.564 | 17.952 | 17.34 | 16.8198 | 16.2996 | 15.7794 | 15.2592 | 14.739 | 14.2968 | 13.8547 | 13.4125 | 12.9703 | 12.5281 | 12.1523 | 11.7765 | 11.4006 | 11.0248 | 10.6489 | 10.6489 | 10.6489 | 10.6489 | 10.6489 | 10.6489 | 10.6489 | 10.6489 | 10.6489 | 10.6489 | 10.6489 | 10.6489 | 10.6489 | 10.6489 | 10.6489 | 10.6489 | 10.6489 | 10.6489 | 10.6489 | 10.6489 | 10.6489 | 10.6489 | 10.6489 | 10.6489 | 10.6489 | 10.6489 | 10.6489 | 10.6489 | 10.6489 | 10.6489 | 10.6489 | 10.6489 | 10.6489 | 10.6489 | 10.6489 | 10.6489
| 41FP | Total Leakage | (40FP*1,000,000)/(48FP*1,000) | l/prop/d | 2 | 84.7667 | 83.687 | 82.6956 | 80.9233 | 77.8195 | 74.7508 | 71.7045 | 68.6866 | 65.7227 | 63.1369 | 60.6001 | 58.0664 | 55.579 | 53.1398 | 51.0178 | 48.9307 | 46.8583 | 44.8489 | 42.8455 | 41.1053 | 39.3905 | 37.7066 | 36.0502 | 34.421 | 33.0977 | 31.7948 | 30.5131 | 29.2518 | 28.0119 | 27.7719 | 27.5672 | 27.3641 | 27.1639 | 26.9666 | 26.7722 | 26.5813 | 26.3923 | 26.2061 | 26.0225 | 25.8414 | 25.6628 | 25.4867 | 25.3129 | 25.1416 | 24.9725 | 24.8057 | 24.6411 | 24.4786 | 24.3183 | 24.1601 | 24.004 | 23.8493 | 23.6971 | 23.5468 | 23.3984 | 23.2519 | 23.1072 | 22.9639 | 22.8227 | 22.6833 | 22.5456 | 22.4095 | 22.2747 | 22.1418
Customer: Properties | 42FP | Measured Non Household - Properties | Input (total, excluding voids) | 000's | 2 | 13.25 | 13.17 | 13.29 | 13.32 | 13.35 | 13.38 | 13.41 | 13.44 | 13.47 | 13.5 | 13.52 | 13.55 | 13.58 | 13.61 | 13.64 | 13.67 | 13.7 | 13.73 | 13.76 | 13.79 | 13.82 | 13.85 | 13.88 | 13.91 | 13.94 | 13.97 | 14 | 14.03 | 14.06 | 14.09 | 14.12 | 14.15 | 14.18 | 14.21 | 14.24 | 14.27 | 14.3 | 14.33 | 14.36 | 14.39 | 14.42 | 14.45 | 14.48 | 14.51 | 14.54 | 14.57 | 14.6 | 14.63 | 14.66 | 14.69 | 14.72 | 14.75 | 14.78 | 14.81 | 14.84 | 14.87 | 14.9 | 14.93 | 14.96 | 14.99 | 15.02 | 15.06 | 15.06 | 15.06
| 43FP | Unmeasured Non Household - Properties | Input (total, excluding voids) | 000's | 2 | 1.81 | 1.8 | 1.77 | 1.74 | 1.71 | 1.68 | 1.65 | 1.62 | 1.59 | 1.57 | 1.54 | 1.51 | 1.48 | 1.45 | 1.42 | 1.39 | 1.36 | 1.33 | 1.3 | 1.27 | 1.24 | 1.21 | 1.18 | 1.15 | 1.12 | 1.09 | 1.06 | 1.03 | 1 | 0.97 | 0.94 | 0.91 | 0.88 | 0.85 | 0.82 | 0.79 | 0.76 | 0.73 | 0.7 | 0.67 | 0.64 | 0.61 | 0.58 | 0.55 | 0.52 | 0.49 | 0.46 | 0.43 | 0.4 | 0.37 | 0.34 | 0.31 | 0.28 | 0.25 | 0.22 | 0.19 | 0.16 | 0.13 | 0.1 | 0.07 | 0.04 | 0 | 0 | 0
| 44FP | All void non-households - properties | Input (voids in each year) | 000's | 2 | 1.71 | 1.85 | 1.66 | 1.66 | 1.66 | 1.66 | 1.66 | 1.66 | 1.66 | 1.66 | 1.66 | 1.66 | 1.66 | 1.66 | 1.66 | 1.66 | 1.66 | 1.66 | 1.66 | 1.66 | 1.66 | 1.66 | 1.66 | 1.66 | 1.66 | 1.66 | 1.66 | 1.66 | 1.66 | 1.66 | 1.66 | 1.66 | 1.66 | 1.66 | 1.66 | 1.66 | 1.66 | 1.66 | 1.66 | 1.66 | 1.66 | 1.66 | 1.66 | 1.66 | 1.66 | 1.66 | 1.66 | 1.66 | 1.66 | 1.66 | 1.66 | 1.66 | 1.66 | 1.66 | 1.66 | 1.66 | 1.66 | 1.66 | 1.66 | 1.66 | 1.66 | 1.66 | 1.66 | 1.66
| 45FP | Measured Household - Properties (excl voids) | Pre-plan year = input. Forecast years = Previous year 45FP + sum(45.1FP:45.6FP) | 000's | 2 | 128.02 | 145.0905 | 153.7406 | 162.4983 | 181.8507 | 200.8722 | 219.6339 | 238.1436 | 256.3332 | 262.012 | 267.5068 | 273.0432 | 278.4127 | 283.6187 | 286.4846 | 289.3656 | 292.3966 | 295.2556 | 298.3526 | 301.4391 | 304.5757 | 307.7358 | 310.9442 | 314.1975 | 317.4044 | 320.6493 | 323.9096 | 327.1818 | 330.467 | 333.7616 | 336.6392 | 339.5169 | 342.3945 | 345.2721 | 348.1497 | 351.0273 | 353.905 | 356.7826 | 359.6602 | 362.5378 | 365.4154 | 368.2931 | 371.1707 | 374.0483 | 376.9259 | 379.8035 | 382.6812 | 385.5588 | 388.4364 | 391.314 | 394.1916 | 397.0693 | 399.9469 | 402.8245 | 405.7021 | 408.5797 | 411.4574 | 414.335 | 417.2126 | 420.0902 | 422.9678 | 425.8455 | 428.7231 | 431.6007
| 45.1FP | New properties | Input (new builds in each year) | 000's | 2 | 1.068 | 2.1391 | 2.2501 | 2.3577 | 2.4065 | 2.4489 | 2.5407 | 2.6199 | 2.6115 | 2.6693 | 2.6608 | 2.8679 | 2.8566 | 2.8398 | 2.8659 | 2.8809 | 3.031 | 2.859 | 3.097 | 3.0865 | 3.1365 | 3.1602 | 3.2083 | 3.2533 | 3.2069 | 3.2449 | 3.2603 | 3.2722 | 3.2852 | 3.2946 | 2.8776 | 2.8776 | 2.8776 | 2.8776 | 2.8776 | 2.8776 | 2.8776 | 2.8776 | 2.8776 | 2.8776 | 2.8776 | 2.8776 | 2.8776 | 2.8776 | 2.8776 | 2.8776 | 2.8776 | 2.8776 | 2.8776 | 2.8776 | 2.8776 | 2.8776 | 2.8776 | 2.8776 | 2.8776 | 2.8776 | 2.8776 | 2.8776 | 2.8776 | 2.8776 | 2.8776 | 2.8776 | 2.8776 | 2.8776
| 45.2FP | Meter optants - properties | Input (meter optants in each year) | 000's | 2 | 3.38 | 4.0648 | 4.0648 | 4.0648 | 4.0648 | 3.8276 | 3.6043 | 3.394 | 3.196 | 2.0063 | 1.8893 | 1.779 | 1.6752 | 1.5775 | 0 | 0 | 0 | 0 | 0 | 0 | 0 | 0 | 0 | 0 | 0 | 0 | 0 | 0 | 0 | 0 | 0 | 0 | 0 | 0 | 0 | 0 | 0 | 0 | 0 | 0 | 0 | 0 | 0 | 0 | 0 | 0 | 0 | 0 | 0 | 0 | 0 | 0 | 0 | 0 | 0 | 0 | 0 | 0 | 0 | 0 | 0 | 0 | 0 | 0
| 45.3FP | Compulsory metering - properties | Input (compulsory meters in each year) | 000's | 2 | 0 | 0 | 0 | 0 | 10.546 | 10.546 | 10.546 | 10.546 | 10.546 | 0 | 0 | 0 | 0 | 0 | 0 | 0 | 0 | 0 | 0 | 0 | 0 | 0 | 0 | 0 | 0 | 0 | 0 | 0 | 0 | 0 | 0 | 0 | 0 | 0 | 0 | 0 | 0 | 0 | 0 | 0 | 0 | 0 | 0 | 0 | 0 | 0 | 0 | 0 | 0 | 0 | 0 | 0 | 0 | 0 | 0 | 0 | 0 | 0 | 0 | 0 | 0 | 0 | 0 | 0
| 45.4FP | Metering on change of occupancy - properties | Input (change of occupancy meters in each year) | 000's | 2 | 2.953 | 2.3352 | 2.3352 | 2.3352 | 2.3352 | 2.1989 | 2.0706 | 1.9498 | 1.8361 | 1.0032 | 0.94464 | 0.88952 | 0.83762 | 0.78875 | 0 | 0 | 0 | 0 | 0 | 0 | 0 | 0 | 0 | 0 | 0 | 0 | 0 | 0 | 0 | 0 | 0 | 0 | 0 | 0 | 0 | 0 | 0 | 0 | 0 | 0 | 0 | 0 | 0 | 0 | 0 | 0 | 0 | 0 | 0 | 0 | 0 | 0 | 0 | 0 | 0 | 0 | 0 | 0 | 0 | 0 | 0 | 0 | 0 | 0
| 45.5FP | Selective metering properties | Input (selective meters in each year) | 000's | 2 | 0 | 0 | 0 | 0 | 0 | 0 | 0 | 0 | 0 | 0 | 0 | 0 | 0 | 0 | 0 | 0 | 0 | 0 | 0 | 0 | 0 | 0 | 0 | 0 | 0 | 0 | 0 | 0 | 0 | 0 | 0 | 0 | 0 | 0 | 0 | 0 | 0 | 0 | 0 | 0 | 0 | 0 | 0 | 0 | 0 | 0 | 0 | 0 | 0 | 0 | 0 | 0 | 0 | 0 | 0 | 0 | 0 | 0 | 0 | 0 | 0 | 0 | 0 | 0
| 45.6FP | Other changes to existing metering - properties | Input (other changes to meters in each year) | 000's | 2 | 0 | 0 | 0 | 0 | 0 | 0 | 0 | 0 | 0 | 0 | 0 | 0 | 0 | 0 | 0 | 0 | 0 | 0 | 0 | 0 | 0 | 0 | 0 | 0 | 0 | 0 | 0 | 0 | 0 | 0 | 0 | 0 | 0 | 0 | 0 | 0 | 0 | 0 | 0 | 0 | 0 | 0 | 0 | 0 | 0 | 0 | 0 | 0 | 0 | 0 | 0 | 0 | 0 | 0 | 0 | 0 | 0 | 0 | 0 | 0 | 0 | 0 | 0 | 0
| 45.7FP | Measured void households - properties | Input (voids in each year) | 000's | 2 | 3.62 | 4.43 | 4.68 | 4.95 | 5.26 | 5.58 | 5.93 | 6.3 | 6.69 | 7.1 | 7.54 | 8.01 | 8.5 | 9.03 | 9.59 | 10.18 | 10.82 | 11.49 | 12.2 | 12.95 | 13.76 | 14.61 | 15.51 | 16.47 | 16.47 | 16.47 | 16.47 | 16.47 | 16.47 | 16.47 | 16.47 | 16.47 | 16.47 | 16.47 | 16.47 | 16.47 | 16.47 | 16.47 | 16.47 | 16.47 | 16.47 | 16.47 | 16.47 | 16.47 | 16.47 | 16.47 | 16.47 | 16.47 | 16.47 | 16.47 | 16.47 | 16.47 | 16.47 | 16.47 | 16.47 | 16.47 | 16.47 | 16.47 | 16.47 | 16.47 | 16.47 | 16.47 | 16.47 | 16.47
| 46FP | Unmeasured households - properties (excl void) | Input (total) | 000's | 2 | 135.431 | 122.489 | 116.089 | 109.689 | 92.743 | 76.1704 | 59.9495 | 44.0597 | 28.4817 | 25.4722 | 22.6382 | 19.9697 | 17.4568 | 15.0906 | 15.0906 | 15.0906 | 15.0906 | 15.0906 | 15.0906 | 15.0906 | 15.0906 | 15.0906 | 15.0906 | 15.0906 | 15.0906 | 15.0906 | 15.0906 | 15.0906 | 15.0906 | 15.0906 | 15.0906 | 15.0906 | 15.0906 | 15.0906 | 15.0906 | 15.0906 | 15.0906 | 15.0906 | 15.0906 | 15.0906 | 15.0906 | 15.0906 | 15.0906 | 15.0906 | 15.0906 | 15.0906 | 15.0906 | 15.0906 | 15.0906 | 15.0906 | 15.0906 | 15.0906 | 15.0906 | 15.0906 | 15.0906 | 15.0906 | 15.0906 | 15.0906 | 15.0906 | 15.0906 | 15.0906 | 15.0906 | 15.0906 | 15.0906
| 47FP | Unmeasured void households - properties | Input (voids in each year) | 000's | 2 | 2.82 | 3.05 | 2.88 | 2.72 | 2.58 | 2.46 | 2.35 | 2.26 | 2.17 | 2.1 | 2.03 | 1.96 | 1.91 | 1.85 | 1.8 | 1.76 | 1.72 | 1.68 | 1.64 | 1.61 | 1.58 | 1.55 | 1.52 | 1.49 | 1.48 | 1.46 | 1.44 | 1.43 | 1.41 | 1.4 | 1.37 | 1.36 | 1.35 | 1.34 | 1.33 | 1.31 | 1.3 | 1.29 | 1.28 | 1.27 | 1.26 | 1.25 | 1.24 | 1.23 | 1.22 | 1.21 | 1.2 | 1.19 | 1.18 | 1.17 | 1.16 | 1.16 | 1.15 | 1.14 | 1.13 | 1.12 | 1.11 | 1.11 | 1.1 | 1.09 | 1.08 | 1.07 | 1.07 | 1.06
| 48FP | Total Resource Zone Properties (incl voids) | SUM(42FP:45FP)+45.7FP+46FP+47FP | 000's | 2 | 286.661 | 291.8795 | 294.1096 | 296.5773 | 299.1538 | 301.8027 | 304.5834 | 307.4833 | 310.3949 | 313.4142 | 316.435 | 319.7029 | 322.9995 | 326.3093 | 329.6852 | 333.1162 | 336.7472 | 340.2361 | 344.0032 | 347.8097 | 351.7262 | 355.7064 | 359.7848 | 363.9681 | 367.165 | 370.3899 | 373.6302 | 376.8924 | 380.1576 | 383.4422 | 386.2898 | 389.1574 | 392.0251 | 394.8927 | 397.7603 | 400.6179 | 403.4855 | 406.3532 | 409.2208 | 412.0884 | 414.956 | 417.8236 | 420.6913 | 423.5589 | 426.4265 | 429.2941 | 432.1617 | 435.0294 | 437.897 | 440.7646 | 443.6322 | 446.5098 | 449.3775 | 452.2451 | 455.1127 | 457.9803 | 460.8479 | 463.7256 | 466.5932 | 469.4608 | 472.3284 | 475.196 | 478.0737 | 480.9413
Customer: Population | 49FP | Measured Non Household - Population | Input (total) | 000's | 2 | 11.96 | 11.9 | 12.0084 | 12.0355 | 12.0626 | 12.0897 | 12.1169 | 12.144 | 12.1711 | 12.1982 | 12.2162 | 12.2434 | 12.2705 | 12.2976 | 12.3247 | 12.3518 | 12.3789 | 12.406 | 12.4331 | 12.4602 | 12.4873 | 12.5144 | 12.5415 | 12.5686 | 12.5957 | 12.6229 | 12.65 | 12.6771 | 12.7042 | 12.7313 | 12.7584 | 12.7855 | 12.8126 | 12.8397 | 12.8668 | 12.8939 | 12.921 | 12.9481 | 12.9752 | 13.0024 | 13.0295 | 13.0566 | 13.0837 | 13.1108 | 13.1379 | 13.165 | 13.1921 | 13.2192 | 13.2463 | 13.2734 | 13.3005 | 13.3276 | 13.3547 | 13.3819 | 13.409 | 13.4361 | 13.4632 | 13.4903 | 13.5174 | 13.5445 | 13.5716 | 13.6077 | 13.6077 | 13.6077
| 50FP | Unmeasured Non Household - Population | Input (total) | 000's | 2 | 0.95 | 0.94 | 0.92433 | 0.90867 | 0.893 | 0.87733 | 0.86167 | 0.846 | 0.83033 | 0.81989 | 0.80422 | 0.78856 | 0.77289 | 0.75722 | 0.74156 | 0.72589 | 0.71022 | 0.69456 | 0.67889 | 0.66322 | 0.64756 | 0.63189 | 0.61622 | 0.60056 | 0.58489 | 0.56922 | 0.55356 | 0.53789 | 0.52222 | 0.50656 | 0.49089 | 0.47522 | 0.45956 | 0.44389 | 0.42822 | 0.41256 | 0.39689 | 0.38122 | 0.36556 | 0.34989 | 0.33422 | 0.31856 | 0.30289 | 0.28722 | 0.27156 | 0.25589 | 0.24022 | 0.22456 | 0.20889 | 0.19322 | 0.17756 | 0.16189 | 0.14622 | 0.13056 | 0.11489 | 0.099222 | 0.083556 | 0.067889 | 0.052222 | 0.036556 | 0.020889 | 0 | 0 | 0
| 51FP | Measured Household - Population | Input (total) | 000's | 2 | 312.91 | 354.48 | 375.57 | 397.04 | 448.7281 | 500.2327 | 551.3433 | 602.0446 | 652.3516 | 666.4978 | 680.0467 | 693.2027 | 705.9318 | 718.0747 | 723.3114 | 728.4064 | 733.7337 | 738.5377 | 743.9274 | 749.1849 | 754.1792 | 759.1482 | 764.2055 | 769.3522 | 774.4168 | 779.6023 | 784.8705 | 790.1521 | 795.5205 | 800.9026 | 805.8215 | 810.7121 | 815.5744 | 820.4084 | 825.214 | 829.9913 | 834.7403 | 839.461 | 844.1533 | 848.8172 | 853.4529 | 858.0602 | 862.6392 | 867.1899 | 871.7122 | 876.2062 | 880.6719 | 885.1092 | 889.5182 | 893.8989 | 898.2512 | 902.5752 | 906.8709 | 911.1382 | 915.3773 | 919.588 | 923.7703 | 927.9243 | 932.05 | 936.1474 | 940.2164 | 944.2571 | 948.2695 | 952.2536
| 52FP | Unmeasured Household - Population | Input (total) | 000's | 2 | 371.55 | 340.31 | 324.65 | 308.86 | 263.0011 | 217.5051 | 172.3435 | 127.4951 | 82.9418 | 74.4648 | 66.4233 | 58.7973 | 51.5676 | 44.716 | 44.6842 | 44.6524 | 44.6206 | 44.5889 | 44.5571 | 44.5253 | 44.4935 | 44.4618 | 44.43 | 44.3982 | 44.3664 | 44.3347 | 44.3029 | 44.2711 | 44.2393 | 44.2076 | 44.1758 | 44.144 | 44.1122 | 44.0805 | 44.0487 | 44.0169 | 43.9851 | 43.9534 | 43.9216 | 43.8898 | 43.858 | 43.8262 | 43.7945 | 43.7627 | 43.7309 | 43.6991 | 43.6674 | 43.6356 | 43.6038 | 43.572 | 43.5403 | 43.5085 | 43.4767 | 43.4449 | 43.4132 | 43.3814 | 43.3496 | 43.3178 | 43.2861 | 43.2543 | 43.2225 | 43.1907 | 43.159 | 43.1272
| 53FP | Total Resource Zone Population | 49FP+Sum(50FP:52FP) | 000's | 2 | 697.37 | 707.63 | 713.1528 | 718.8442 | 724.6848 | 730.7048 | 736.6653 | 742.5297 | 748.2948 | 753.9807 | 759.4905 | 765.0319 | 770.5428 | 775.8455 | 781.0619 | 786.1365 | 791.4434 | 796.2271 | 801.5964 | 806.8336 | 811.8076 | 816.7563 | 821.7932 | 826.9196 | 831.9639 | 837.129 | 842.3769 | 847.6382 | 852.9863 | 858.3479 | 863.2466 | 868.1169 | 872.9588 | 877.7725 | 882.5578 | 887.3147 | 892.0434 | 896.7437 | 901.4156 | 906.0593 | 910.6746 | 915.2616 | 919.8202 | 924.3506 | 928.8526 | 933.3262 | 937.7715 | 942.1885 | 946.5772 | 950.9376 | 955.2696 | 959.5732 | 963.8486 | 968.0956 | 972.3143 | 976.5046 | 980.6667 | 984.8003 | 988.9057 | 992.9827 | 997.0314 | 1001.0556 | 1005.0362 | 1008.9885
Occupancy | 54FP | Measured Household - Occupancy Rate (average) (excl voids) | 51FP/45FP | h/prop | 1 | 2.4442 | 2.4432 | 2.4429 | 2.4433 | 2.4676 | 2.4903 | 2.5103 | 2.5281 | 2.5449 | 2.5438 | 2.5422 | 2.5388 | 2.5356 | 2.5318 | 2.5248 | 2.5173 | 2.5094 | 2.5014 | 2.4935 | 2.4854 | 2.4762 | 2.4669 | 2.4577 | 2.4486 | 2.4398 | 2.4313 | 2.4231 | 2.415 | 2.4073 | 2.3996 | 2.3937 | 2.3878 | 2.382 | 2.3761 | 2.3703 | 2.3645 | 2.3587 | 2.3529 | 2.3471 | 2.3413 | 2.3356 | 2.3298 | 2.3241 | 2.3184 | 2.3127 | 2.307 | 2.3013 | 2.2957 | 2.29 | 2.2844 | 2.2787 | 2.2731 | 2.2675 | 2.2619 | 2.2563 | 2.2507 | 2.2451 | 2.2396 | 2.234 | 2.2284 | 2.2229 | 2.2174 | 2.2118 | 2.2063
| 55FP | Unmeasured Household - Occupancy Rate | 52BL/46BL | h/prop | 1 | 2.7435 | 2.7783 | 2.7966 | 2.8158 | 2.8358 | 2.8555 | 2.8748 | 2.8937 | 2.9121 | 2.9234 | 2.9341 | 2.9443 | 2.954 | 2.9632 | 2.9611 | 2.959 | 2.9569 | 2.9547 | 2.9526 | 2.9505 | 2.9484 | 2.9463 | 2.9442 | 2.9421 | 2.94 | 2.9379 | 2.9358 | 2.9337 | 2.9316 | 2.9295 | 2.9274 | 2.9253 | 2.9232 | 2.9211 | 2.919 | 2.9168 | 2.9147 | 2.9126 | 2.9105 | 2.9084 | 2.9063 | 2.9042 | 2.9021 | 2.9 | 2.8979 | 2.8958 | 2.8937 | 2.8916 | 2.8895 | 2.8874 | 2.8853 | 2.8832 | 2.8811 | 2.8789 | 2.8768 | 2.8747 | 2.8726 | 2.8705 | 2.8684 | 2.8663 | 2.8642 | 2.8621 | 2.86 | 2.8579
Metering | 56FP | Total Household Metering penetration (excl. voids) | 45FP/45FP+46FP | % | 0 | 48.59% | 54.22% | 56.98% | 59.7% | 66.23% | 72.51% | 78.56% | 84.39% | 90% | 91.14% | 92.2% | 93.18% | 94.1% | 94.95% | 95% | 95.04% | 95.09% | 95.14% | 95.19% | 95.23% | 95.28% | 95.33% | 95.37% | 95.42% | 95.46% | 95.51% | 95.55% | 95.59% | 95.63% | 95.67% | 95.71% | 95.74% | 95.78% | 95.81% | 95.85% | 95.88% | 95.91% | 95.94% | 95.97% | 96% | 96.03% | 96.06% | 96.09% | 96.12% | 96.15% | 96.18% | 96.21% | 96.23% | 96.26% | 96.29% | 96.31% | 96.34% | 96.36% | 96.39% | 96.41% | 96.44% | 96.46% | 96.49% | 96.51% | 96.53% | 96.56% | 96.58% | 96.6% | 96.62%
| 57FP | Total Household Metering penetration (incl. voids) | 45FP/(45FP+45.7FP+46FP+47FP) | % | 0 | 47.43% | 52.75% | 55.42% | 58.06% | 64.39% | 70.46% | 76.3% | 81.9% | 87.28% | 88.31% | 89.25% | 90.12% | 90.9% | 91.61% | 91.54% | 91.46% | 91.37% | 91.26% | 91.16% | 91.04% | 90.92% | 90.78% | 90.64% | 90.48% | 90.57% | 90.66% | 90.75% | 90.84% | 90.93% | 91.01% | 91.09% | 91.16% | 91.23% | 91.3% | 91.37% | 91.44% | 91.5% | 91.57% | 91.63% | 91.7% | 91.76% | 91.82% | 91.88% | 91.94% | 92% | 92.06% | 92.11% | 92.17% | 92.23% | 92.28% | 92.34% | 92.39% | 92.44% | 92.49% | 92.54% | 92.59% | 92.64% | 92.69% | 92.74% | 92.79% | 92.84% | 92.88% | 92.93% | 92.97%
|  | Company: | SES Water
|  | Resource Zone Name: | SES
|  | Resource Zone Number: | 1
|  | Planning Scenario Name: | Dry Year Annual Average
|  | Chosen Level of Service: | 1 in 10 year TUB, 1 in 20 year NEUB

## 9. FP SDB
Table 9: Final planning water supply
| Row Ref | Component | Derivation | Unit | Decimal places | 2015/16 | For info 2017-18 | For info 2018-19 | For info 2019-20 | 2020-21 | 2021-22 | 2022-23 | 2023-24 | 2024-25 | 2025-26 | 2026-27 | 2027-28 | 2028-29 | 2029-30 | 2030-31 | 2031-32 | 2032-33 | 2033-34 | 2034-35 | 2035-36 | 2036-37 | 2037-38 | 2038-39 | 2039-40 | 2040-41 | 2041-42 | 2042-43 | 2043-44 | 2044-45 | 2045-46 | 2046-47 | 2047-48 | 2048-49 | 2049-50 | 2050-51 | 2051-52 | 2052-53 | 2053-54 | 2054-55 | 2055-56 | 2056-57 | 2057-58 | 2058-59 | 2059-60 | 2060-61 | 2061-62 | 2062-63 | 2063-64 | 2064-65 | 2065-66 | 2066-67 | 2067-68 | 2068-69 | 2069-70 | 2070-71 | 2071-72 | 2072-73 | 2073-74 | 2074-75 | 2075-76 | 2076-77 | 2077-78 | 2078-79 | 2079-80
SDB | 11FP | Distribution Input | 19FP+20FP+21FP+22FP+32FP+33FP+38FP+39FP | Ml/d | 2 | 165.5716 | 165.8139 | 165.6967 | 165.5797 | 164.2799 | 162.8101 | 161.4178 | 160.0958 | 158.8115 | 158.3688 | 157.9624 | 157.6652 | 157.3994 | 157.1613 | 156.7392 | 156.3338 | 155.99 | 155.596 | 155.2905 | 155.0164 | 154.764 | 154.5233 | 154.3014 | 154.0959 | 153.9332 | 153.7693 | 153.5967 | 153.4141 | 153.2218 | 153.1695 | 153.2335 | 153.2868 | 153.3295 | 153.3617 | 154.0537 | 154.7362 | 155.4093 | 156.0729 | 156.7269 | 157.3715 | 158.0066 | 158.6321 | 159.2481 | 159.8546 | 160.4515 | 161.0388 | 161.6166 | 162.1848 | 162.7433 | 163.2923 | 163.8317 | 164.3615 | 164.8817 | 165.3922 | 165.9198 | 166.4378 | 166.9462 | 167.4448 | 167.9338 | 168.4131 | 168.8827 | 169.3426 | 169.7927 | 170.2332
| 12FP | Water Available For Use (own sources) | 7FP-(9FP+10FP) | Ml/d | 2 | 195.449 | 195.289 | 195.219 | 195.139 | 195.059 | 194.989 | 194.909 | 194.829 | 194.759 | 194.679 | 194.609 | 194.529 | 194.449 | 194.379 | 194.299 | 194.219 | 194.149 | 194.069 | 193.989 | 193.919 | 193.839 | 193.769 | 193.689 | 193.609 | 193.539 | 193.459 | 193.379 | 193.309 | 193.229 | 193.149 | 193.079 | 192.999 | 192.929 | 192.849 | 192.769 | 192.699 | 192.619 | 192.539 | 192.469 | 192.389 | 192.309 | 192.239 | 192.159 | 192.089 | 192.009 | 191.929 | 191.859 | 191.779 | 191.699 | 191.629 | 191.549 | 191.469 | 191.399 | 191.319 | 191.249 | 191.169 | 191.089 | 191.019 | 190.939 | 190.859 | 190.789 | 190.709 | 190.629 | 190.559
| 13FP | Total Water Available For Use | 12FP+(2FP+3FP)-(5FP+6FP) | Ml/d | 2 | 195.449 | 195.289 | 195.219 | 195.139 | 195.059 | 194.989 | 194.909 | 194.829 | 194.759 | 194.679 | 194.609 | 194.529 | 194.449 | 194.379 | 194.299 | 194.219 | 194.149 | 194.069 | 193.989 | 193.919 | 193.839 | 193.769 | 193.689 | 193.609 | 193.539 | 193.459 | 190.879 | 190.809 | 190.729 | 190.649 | 190.579 | 190.499 | 190.429 | 190.349 | 190.269 | 190.199 | 190.119 | 190.039 | 189.969 | 189.889 | 189.809 | 189.739 | 189.659 | 189.589 | 189.509 | 189.429 | 189.359 | 189.279 | 189.199 | 189.129 | 189.049 | 188.969 | 188.899 | 188.819 | 188.749 | 188.669 | 188.589 | 188.519 | 188.439 | 188.359 | 188.289 | 188.209 | 188.129 | 188.059
| 14FP | Target headroom (climate change component) | Input | Ml/d | 2 | 1.18 | 1.23 | 1.29 | 1.32 | 1.37 | 1.41 | 1.46 | 1.51 | 1.55 | 1.59 | 1.64 | 1.68 | 1.73 | 1.77 | 1.81 | 1.86 | 1.9 | 1.95 | 2 | 2.04 | 2.06 | 2.08 | 2.1 | 2.11 | 2.13 | 2.15 | 2.17 | 2.19 | 2.21 | 2.23 | 2.25 | 2.26 | 2.28 | 2.3 | 2.32 | 2.34 | 2.36 | 2.38 | 2.39 | 2.41 | 2.43 | 2.45 | 2.46 | 2.47 | 2.48 | 2.49 | 2.5 | 2.51 | 2.52 | 2.53 | 2.54 | 2.55 | 2.57 | 2.58 | 2.59 | 2.6 | 2.61 | 2.62 | 2.63 | 2.64 | 2.65 | 2.66 | 2.67 | 2.68
| 15FP | Target headroom (All other components) | Input | Ml/d | 2 | 7.05 | 7.08 | 7.24 | 7.1 | 6.95 | 6.86 | 6.96 | 7.02 | 6.93 | 7.05 | 6.95 | 7.06 | 7.08 | 7.1 | 7.08 | 7.17 | 7.27 | 7.21 | 7.35 | 7.41 | 7.44 | 7.47 | 7.5 | 7.52 | 7.55 | 7.58 | 7.61 | 7.64 | 7.67 | 7.7 | 7.73 | 7.75 | 7.78 | 7.81 | 7.84 | 7.87 | 7.9 | 7.93 | 7.95 | 7.98 | 8.01 | 8.04 | 8.1 | 8.17 | 8.23 | 8.29 | 8.36 | 8.42 | 8.48 | 8.55 | 8.61 | 8.67 | 8.73 | 8.8 | 8.86 | 8.92 | 8.99 | 9.05 | 9.11 | 9.18 | 9.24 | 9.3 | 9.37 | 9.43
| 16FP | Target Headroom | 14FP+15FP | Ml/d | 2 | 8.23 | 8.31 | 8.53 | 8.42 | 8.32 | 8.27 | 8.42 | 8.53 | 8.48 | 8.64 | 8.59 | 8.74 | 8.81 | 8.87 | 8.89 | 9.03 | 9.17 | 9.16 | 9.35 | 9.45 | 9.5 | 9.55 | 9.6 | 9.63 | 9.68 | 9.73 | 9.78 | 9.83 | 9.88 | 9.93 | 9.98 | 10.01 | 10.06 | 10.11 | 10.16 | 10.21 | 10.26 | 10.31 | 10.34 | 10.39 | 10.44 | 10.49 | 10.56 | 10.64 | 10.71 | 10.78 | 10.86 | 10.93 | 11 | 11.08 | 11.15 | 11.22 | 11.3 | 11.38 | 11.45 | 11.52 | 11.6 | 11.67 | 11.74 | 11.82 | 11.89 | 11.96 | 12.04 | 12.11
| 17FP | Available Headroom | 13FP-11FP | Ml/d | 2 | 29.8774 | 29.4751 | 29.5223 | 29.5593 | 30.7791 | 32.1789 | 33.4912 | 34.7332 | 35.9475 | 36.3102 | 36.6466 | 36.8638 | 37.0496 | 37.2177 | 37.5598 | 37.8852 | 38.159 | 38.473 | 38.6985 | 38.9026 | 39.075 | 39.2457 | 39.3876 | 39.5131 | 39.6058 | 39.6897 | 37.2823 | 37.3949 | 37.5072 | 37.4795 | 37.3455 | 37.2122 | 37.0995 | 36.9873 | 36.2153 | 35.4628 | 34.7097 | 33.9661 | 33.2421 | 32.5175 | 31.8024 | 31.1069 | 30.4109 | 29.7344 | 29.0575 | 28.3902 | 27.7424 | 27.0942 | 26.4557 | 25.8367 | 25.2173 | 24.6075 | 24.0173 | 23.4268 | 22.8292 | 22.2312 | 21.6428 | 21.0742 | 20.5052 | 19.9459 | 19.4063 | 18.8664 | 18.3363 | 17.8258
| 18FP | Supply Demand Balance | 17FP-16FP | Ml/d | 2 | 21.6474 | 21.1651 | 20.9923 | 21.1393 | 22.4591 | 23.9089 | 25.0712 | 26.2032 | 27.4675 | 27.6702 | 28.0566 | 28.1238 | 28.2396 | 28.3477 | 28.6698 | 28.8552 | 28.989 | 29.313 | 29.3485 | 29.4526 | 29.575 | 29.6957 | 29.7876 | 29.8831 | 29.9258 | 29.9597 | 27.5023 | 27.5649 | 27.6272 | 27.5495 | 27.3655 | 27.2022 | 27.0395 | 26.8773 | 26.0553 | 25.2528 | 24.4497 | 23.6561 | 22.9021 | 22.1275 | 21.3624 | 20.6169 | 19.8509 | 19.0944 | 18.3475 | 17.6102 | 16.8824 | 16.1642 | 15.4557 | 14.7567 | 14.0673 | 13.3875 | 12.7173 | 12.0468 | 11.3792 | 10.7112 | 10.0428 | 9.4042 | 8.7652 | 8.1259 | 7.5163 | 6.9064 | 6.2963 | 5.7158
|  | Company: | SES Water
|  | Resource Zone Name: | SES
|  | Resource Zone Number: | 1
|  | Planning Scenario Name: | Dry Year Annual Average
|  | Chosen Level of Service: | 1 in 10 year TUB, 1 in 20 year NEUB

## 10. Drought plan links
Table 10: Drought plan links and Deployable Output Overview
10.1 Planning scenarios |  |  |  |  | 10.2 Water resources management plan | [7 empty] | 10.3 Drought plan | [5 empty] | 10.4 Demand
Drought Scenarios | Drought Description | Drought Severity | Plan in which scenario is used (highlights overlaps) |  | WRMP DO of Sources (not including drought measures) | WRMP Additional Yield from Drought Supply Measures (eg drought permits or orders) |  |  | WRMP Impact on DO of drought plan Demand Restrictions (eg TUBs) |  |  | WRMP DO Levels of Service | Drought Plan Additional Yield from Further Supply Measures (eg drought permits or orders) |  |  | Drought Plan Impact on DO of Further Demand Restrictions (eg TUBs) |  |  | Unrestricted Demand | Restricted Demand
|  |  | WRMP | Drought Plan | DO (Ml/d) | Description | Marginal Benefit (Ml/d) | DO (Ml/d) | Description | Marginal Benefit (Ml/d) | DO (Ml/d) | DO (Ml/d) | Description | Marginal Benefit (Ml/d) | DO (Ml/d) | Description | Marginal Benefit (Ml/d) | DO (Ml/d) | Ml/d | Ml/d
Historic Droughts | 1948 for surface water and 2006 for groundwater (representative of a 1 in 100 year event / two dry winter scenario) | 1% chance in any given year | Y | Y | 215.7 | Drought permits / orders not modelled | 0 | 215.7 | TUBs & orders not modelled | 0 | 215.7 | 215.7 | Drought permits | 1.7 | 217.4 | TUBs & orders | 21.3728 | 237.0728 | 164.2799 | 142.907
Additional Drought Scenarios | 1 in 200 year event / three dry winter scenario. | Reference level of service (0.5% chance in any given year) | Y | Y | 206.5 | Drought permits / orders not modelled | 0 | 206.5 | TUBs & orders not modelled | 0 | 206.5 | 206.5 | Drought permits | 5.02 | 211.52 | TUBs & orders | 21.3728 | 227.8728 | 164.2799 | 142.907
Reported DO for WRMP tables highlighted in yellow
10.5 Summary report
WRMP DO Overview | [8 empty] | Drought Plan Overview
DO Approach: Source assessments have been updated using the latest Sutton and East Surrey Water constraints data. The DO assessment has output results for the worst historic drought on record and a 1 in 200 year event. Note that surface water DO and groundwater DO have been assessed separately as agreed with the Environment Agency in the project start-up meeting in December 2016 (with a more sophisticated approach to be used for WRMP24 i.e. use of a WRZ model that includes all surface water and groundwater sources. LoS The water company planned Levels of Service (LoS) are bans on hosepipes and unattended watering devices occurring no more than once every 10 years on average; demand side drought orders to restrict the non-essential use of water occurring no more than once every 20 years on average; and Emergency Drought Orders (e.g. rota cuts and use of standpipes) will only be required in the most extreme droughts or emergency situations. Constraint on DO The constraint on source DO is variable between sources and the reader is referred to the dWRMP19 technical appendix on DO assessment for further information. The critical constraints on the groundwater sources include pump capacity, DAPWLs, licence rates, pump cut-out levels and water quality. The spring source is constrained by actual output minus an environmental allowance. The reservoir DO represents the output at which the LoS can be met within the period of record i.e. historic or stochastic sequence. Critical Year(s) The critical years for the worst historic drought scenario are 2006 (for groundwater) and 1948 (for surface water) with respect to DYAA and DYCP. For the 1 in 200 year scenario the critical year is from a stochastic sequence that was selected based on groundwater level annual minima. Data length, quality Observation borehole data extends back to the 1990s and lumped parameter models have been calibrated based on these records. These models have been used to process stochastic climate data (from the Water Resources in the South East Group (WRSE)) and the 1 in 200 year return period event has been identified through a ranking of drought years. Operational data is available from the 1980s, 1990s and 2000s and is used on the groundwater DO assessment diagrams. Historic river flow data for a 98 year period were used to assess reservoir DO. Approach to Drought Severity A frequency analysis of the Well House Inn (Chalk) historic groundwater level record was completed and this identified that the worst historic drought in the observed record (2006) was approximately a 1 in 35 year event. The 1 in 200 year event was identified from stochastic data. The groundwater levels from the worst historic drought and 1 in 200 year events have been used to undertake 'curve shifting' on DO assessment diagrams (following the application of a scaling factor). With respect to the resevoir assessment (within Aquator software using 98 years of flow data containing a range of drought severities), the worst historic drought was in 1948 and is representative of approximately a 1 in 100 year event with respect to reservoir volumes (and the most severe two dry winter in the historic rainfall record). The 1 in 200 year event climate data used for the groundwater assessment has also been used to assess the 1 in 200 year reservoir DO (noting that the reservoir refill period largely coincides with the typical groundwater recharge period i.e. September to April). The stochastic rainfall data is representative of a plausible three dry winter scenario that is more severe than the worst three dry winter in the historic record. The reservoir DO has a much greater sensitivity to drought and climate change than the groundwater DO. Therefore the worst historic drought DO is more representatve of a 1 in 100 year event than a 1 in 35 year event. The reader is referred to the DO assessment (an appendix of the main dWRMP19) for further detail on deployable output assessment. | [8 empty] | Introduction: The draft 2017 Sutton & East Surrey Water Drought Plan (recently out for consultation) presents three drought scenarios; a single season drought scenario (2005/06), a two dry winter scenario (2004/05 and 2005/06) and a 1 in 200 year scenario. Measures and Restrictions included in Drought Plan: The draft 2017 Drought Plan presents a set of measures and restrictions that will be implemented as different drought triggers are reached. Demand-side With respect to demand -side measures, Zone 1 will result in Sutton & East Surrey Water starting to raise customer awareness. It is expected that in Zone 2, leakage management and pressure management measures, and operational usage restrictions will be actioned. In Zone 3a and 3b, bans on hosepipes and unattended watering devices will be implemented, followed by drought orders in Zone 3b to restrict non-essential use. Emergency drought orders (e.g. rota cuts and use of standpipes) will be implemented in an emergency and only after all other drought management actions have been taken. Supply-side Utilisation of peak resources and strategic movement and use of water will occur in Zones 1 and 2. A bulk supply will be requested from Thames Water within Zones 2 or 3. The River Eden drought permit (extending winter abstraction period) would be implemented in Zone 3a, followed by a second River Eden drought permit (summer abstraction) and groundwater drought permits in Zone 3b. For further detail the reader is referred to Sutton & East Surry Water's draft 2017 Drought Plan.
Additional Drought Scenarios | [8 empty] | Drought Supply Measures and Demand Restrictions Further Details
The worst historic drought scenario has been selected as the design event for the preferred plan and is equivalent to around a 1 in 100 year event (a 1 % chance in any given year). A 1 in 200 year drought scenario (0.5% chance in any given year) has also been explored. The use of a 1 in 200 year scenario is in line with requirements of the Environment Agency's Water Resources Planning Guideline (April 2017) i.e. presentation of a reference level of service. However it is also in line with the problem characterisation and the identified risk composition 2 (a resilience tested plan considering a more challenging but plausible range of droughts). | [8 empty] | The draft 2017 Drought Plan (Table 2.1) states that estimated cumulative savings from temporary use bans is 4.51% (annual average) and 6.81% (peak period); the savings from non-essential use bans are estimated to be 13.01% (annual average) and 20.31% (peak period). As the 2006 drought resulted in the implementation of non-essential use bans (a two dry winter scenario), the cumulative savings are applied to the worst historic drought and 1 in 200 year drought scenarios. Whilst a part of this saving might be perceived to be double counting (owing to the way in which reservoir DO is calculated), the majority of the company DO is from groundwater (where the impact of demand restrictions on DO is less obvious). With respect to supply-side measures the dWRMP19 scenarios do not include supply side drought permits and orders. However the 10.3 calculations above assume the use of the following permits under the draft 2017 Drought Plan: - River Eden drought permits (a combined total of 1,247 Ml was abstracted in May 2005 and May 2006 (two dry winter scenario), which represents an average benefit of 1.7 Ml/d (over two years) and therefore peak daily benefit of around 2 Ml/d). It is assumed the permits would have been used in both the worst historic and 1 in 200 year scenarios. - Group K groundwater drought permit (2.1 Ml/d average). Only used in the 1 in 200 year scenario. - Group H & G groundwater drought permit (1.8 Ml/d peak). Only used in the 1 in 200 year scenario. - Group W groundwater drought permit (1.2 Ml/d average and 4.98 Ml/d peak). Only used in the 1 in 200 year scenario.
Impact on Supply Demand
The WRMP scenarios (worst historic drought and 1 in 200 year) do not include the impact of drought permits and demand restrictions. However the potential benefits are identified within the draft 2017 Drought Plan.
Demands
The unrestricted demand is taken from the 2020/2021 value on tab '9. FP SDB' and a % reduction on demand is applied in Table 10 to identify the restricted demand. The draft 2017 Drought Plan (Table 2.1) states that estimated cumulative savings from temporary use bans is 4.51% (annual average) and 6.81% (peak period); the savings from non-essential use bans are estimated to be 13.01% (annual average) and 20.31% (peak period). The estimated savings are used to calculate restricted demand.
DOs
[22 empty] | Worst Historic |  | 1 in 200 year
[21 empty] | WRZ | MDO / ADO | PDO | MDO / ADO | PDO
[21 empty] | SESW | 215.7 | 300.7 | 206.5 | 287
[21 empty] | Supply Side Permits |  |  |  |  | Impact of demand restrictions
[23 empty] | DMP AA | DMP CP |  | DYAA | TUBS | NEUB
[23 empty] | Ml/d | Ml/d |  | SESW WRZ | 4.51% | 13.01%
[22 empty] | River Eden DP | 1.7 | 2
[22 empty] | Group K | 2.1 | 0 |  | DYCP | TUBS | NEUB
[22 empty] | Group H & G | 0 | 1.8 |  | SESW WRZ | 6.81% | 20.31%
[22 empty] | Group W | 1.22 | 4.98
[23 empty] | 5.02 | 8.78